## Sets
Emission | Technology | Fuel | Year | Timeslice | Mode_of_operation | Region | Season | Daytype | Daylitimebracket | Storage | ModalType | obsolete | Sectors
CO2 | A_Air | Area_Rooftop_Commercial | 2018 | Q1M | 1 | World | 1 | 1 | 1 | S_PHS | MT_PSNG_ROAD | HHT_Biomass | Power
| A_Rooftop_Commercial | Area_Rooftop_Residential | 2025 | Q1P | 2 | AT | 2 |  | 2 | S_Gas_H2 | MT_PSNG_RAIL | HHT_Coal_Hardcoal | Industry
| A_Rooftop_Residential | Biomass | 2030 | Q1A | 3 | BE | 3 |  | 3 | S_Battery_Li-Ion | MT_PSNG_AIR | HHT_Coal_Lignite | Buildings
| CHP_Biomass_Solid | Hardcoal | 2035 | Q1N | 4 | BG | 4 |  | 4 | S_Battery_Redox | MT_PSNG_ROAD_RE | HHT_Electric_Furnace | Transportation
| CHP_Biomass_Solid_CCS | H2 | 2040 | Q2M |  | CH |  |  |  | S_Heat_HLR | MT_PSNG_RAIL_RE | HHT_Gas | Resources
| CHP_Coal_Hardcoal | Gas_Natural | 2045 | Q2P |  | CZ |  |  |  | S_Heat_HLI | MT_PSNG_AIR_RE | HHT_Geothermal | Storages
| CHP_Coal_Hardcoal_CCS | Nuclear | 2050 | Q2A |  | DE |  |  |  | S_CAES | MT_PSNG_ROAD_CONV | HHT_Oil | Transformation
| CHP_Coal_Lignite | Oil |  | Q2N |  | DK |  |  |  | S_Gas_Methane | MT_PSNG_RAIL_CONV | HHT_H2 | CHP
| CHP_Coal_Lignite_CCS | Power |  | Q3M |  | EE |  |  |  |  | MT_PSNG_AIR_CONV | HLT_Biomass
| CHP_Gas_CCGT_Biogas | Mobility_Freight |  | Q3P |  | ES |  |  |  |  | MT_FRT_ROAD | HLT_Coal_Hardcoal
| CHP_Gas_CCGT_Biogas_CCS | Mobility_Passenger |  | Q3A |  | FI |  |  |  |  | MT_FRT_RAIL | HLT_Coal_Lignite
| CHP_Gas_CCGT_Natural | Lignite |  | Q3N |  | FR |  |  |  |  | MT_FRT_ROAD_RE | HLT_Electric_Furnace
| CHP_Gas_CCGT_Natural_CCS | Gas_Bio |  | Q4M |  | GR |  |  |  |  | MT_FRT_ROAD_CONV | HLT_Gas
| CHP_Gas_CCGT_SynGas | Gas_Synth |  | Q4P |  | HR |  |  |  |  | MT_FRT_RAIL_RE | HLT_Geothermal
| CHP_Hydrogen_FuelCell | Heat_Low_Residential |  | Q4A |  | HU |  |  |  |  | MT_FRT_RAIL_CONV | HLT_Heatpump
| CHP_Oil | Heat_Low_Industrial |  | Q4N |  | IE |  |  |  |  | MT_FRT_SHIP | HLT_Oil
| D_Battery_Li-Ion | Heat_Medium_Industrial |  |  |  | IT |  |  |  |  | MT_FRT_SHIP_CONV | HLT_Rooftop_Commercial
| D_Battery_Redox | Heat_High_Industrial |  |  |  | LT |  |  |  |  | MT_FRT_SHIP_RE | HLT_Rooftop_Residential
| D_CAES | Biofuel |  |  |  | LU | [5 empty] | CHP_Nuclear
| D_Gas_H2 | Powerfuel |  |  |  | LV | [5 empty] | CHP_Biomass
| D_Gas_Methane | LNG |  |  |  | NL | [5 empty] | CHP_Coal_Hardcoal
| D_Heat_HLI | LBG |  |  |  | NO | [5 empty] | CHP_Coal_Lignite
| D_Heat_HLR | LSG |  |  |  | PL | [5 empty] | CHP_Gas
| D_PHS | LH2 |  |  |  | PT
| FRT_Rail_Conv | Air |  |  |  | RO
| FRT_Rail_Electric | Powerfuel |  |  |  | SE
| FRT_Road_BEV | DAC_Dummy |  |  |  | SI
| FRT_Road_H2 | ETS |  |  |  | SK
| FRT_Road_ICE | ETS_Source |  |  |  | TR
| FRT_Road_LNG | Heat_District |  |  |  | UK
| FRT_Road_OH |  |  |  |  | NONEU_Balkan
FRT_Road_PHEV
FRT_Ship_Bio
FRT_Ship_Conv
FRT_Ship_LNG
HLI_Convert_DH
HLR_Convert_DH
HHI_BF_BOF
HHI_BF_BOF_CCS
HHI_Bio_BF_BOF
HHI_DRI_EAF
HHI_DRI_EAF_CCS
HHI_H2DRI_EAF
HHI_Molten_Electrolysis
HHI_Scrap_EAF
HLI_Biomass
HLI_Direct_Electric
HLI_Fuelcell
HLI_Gas_Boiler
HLI_Geothermal
HLI_H2_Boiler
HLI_Hardcoal
HLI_Lignite
HLI_Oil_Boiler
HLI_Solar_Thermal
HLR_Biomass
HLR_Direct_Electric
HLR_Gas_Boiler
HLR_Geothermal
HLR_H2_Boiler
HLR_Hardcoal
HLR_Heatpump_Aerial
HLR_Heatpump_Ground
HLR_Lignite
HLR_Oil_Boiler
HLR_Solar_Thermal
HMI_Biomass
HMI_H2
HMI_Gas
HMI_Gas_CCS
HMI_HardCoal
HMI_HardCoal_CCS
HMI_Oil
HMI_Steam_Electric
P_Biomass
P_Biomass_CCS
P_Coal_Hardcoal
P_Coal_Hardcoal_CCS
P_Coal_Lignite
P_Coal_Lignite_CCS
P_Gas_CCGT
P_Gas_Engines
P_Gas_OCGT
P_Gas_CCS
P_H2_OCGT
P_Nuclear
P_Oil
PSNG_Air_Bio
PSNG_Air_Conv
PSNG_Air_H2
PSNG_Rail_Conv
PSNG_Rail_Electric
PSNG_Road_BEV
PSNG_Road_H2
PSNG_Road_ICE
PSNG_Road_LNG
PSNG_Road_PHEV
R_Coal_Hardcoal
R_Coal_Lignite
R_Gas
R_Nuclear
R_Oil
RES_Biogas
RES_CSP
RES_Geothermal
RES_Grass
RES_Hydro_Large
RES_Hydro_Small
RES_Ocean
RES_Paper_Cardboard
RES_PV_Rooftop_Commercial
RES_PV_Rooftop_Residential
RES_PV_Utility_Avg
RES_PV_Utility_Inf
RES_PV_Utility_Opt
RES_PV_Utility_Tracking
RES_Residues
RES_Roundwood
RES_Wind_Offshore_Deep
RES_Wind_Offshore_Shallow
RES_Wind_Offshore_Transitional
RES_Wind_Onshore_Avg
RES_Wind_Onshore_Inf
RES_Wind_Onshore_Opt
RES_Wood
X_Biofuel
X_DAC_HT
X_DAC_LT
X_Electrolysis
X_Fuel_Cell
X_Gasifier
X_Liquifier
X_Methanation
X_Powerfuel
X_SMR
X_SMR_CCS
Z_ETS_Buy
Z_ETS_Sell
Z_Import_Gas
Z_Import_H2
Z_Import_Hardcoal
Z_Import_LNG
Z_Import_Oil

## Par_DaySplit
YearSplit{l in TIMESLICE, y in YEAR} Units: Fraction of 8760 hours
The fraction of the year in each time slice.
Unit: Fraction of 8760 hours
Year | Q1N | Q1M | Q1P | Q1A | Q2N | Q2M | Q2P | Q2A | Q3N | Q3M | Q3P | Q3A | Q4N | Q4M | Q4P | Q4A
2018 | 0.0016553 | 0.00017123 | 0.00045662 | 0.00045662 | 0.00091324 | 0.00034247 | 0.00091324 | 0.00057078 | 0.0010845 | 0.00022831 | 0.00079909 | 0.00062785 | 0.0017694 | 0.00039954 | 0.00028539 | 0.00028539
2020 | 0.0016553 | 0.00017123 | 0.00045662 | 0.00045662 | 0.00091324 | 0.00034247 | 0.00091324 | 0.00057078 | 0.0010845 | 0.00022831 | 0.00079909 | 0.00062785 | 0.0017694 | 0.00039954 | 0.00028539 | 0.00028539
2025 | 0.0016553 | 0.00017123 | 0.00045662 | 0.00045662 | 0.00091324 | 0.00034247 | 0.00091324 | 0.00057078 | 0.0010845 | 0.00022831 | 0.00079909 | 0.00062785 | 0.0017694 | 0.00039954 | 0.00028539 | 0.00028539
2030 | 0.0016553 | 0.00017123 | 0.00045662 | 0.00045662 | 0.00091324 | 0.00034247 | 0.00091324 | 0.00057078 | 0.0010845 | 0.00022831 | 0.00079909 | 0.00062785 | 0.0017694 | 0.00039954 | 0.00028539 | 0.00028539
2035 | 0.0016553 | 0.00017123 | 0.00045662 | 0.00045662 | 0.00091324 | 0.00034247 | 0.00091324 | 0.00057078 | 0.0010845 | 0.00022831 | 0.00079909 | 0.00062785 | 0.0017694 | 0.00039954 | 0.00028539 | 0.00028539
2040 | 0.0016553 | 0.00017123 | 0.00045662 | 0.00045662 | 0.00091324 | 0.00034247 | 0.00091324 | 0.00057078 | 0.0010845 | 0.00022831 | 0.00079909 | 0.00062785 | 0.0017694 | 0.00039954 | 0.00028539 | 0.00028539
2045 | 0.0016553 | 0.00017123 | 0.00045662 | 0.00045662 | 0.00091324 | 0.00034247 | 0.00091324 | 0.00057078 | 0.0010845 | 0.00022831 | 0.00079909 | 0.00062785 | 0.0017694 | 0.00039954 | 0.00028539 | 0.00028539
2050 | 0.0016553 | 0.00017123 | 0.00045662 | 0.00045662 | 0.00091324 | 0.00034247 | 0.00091324 | 0.00057078 | 0.0010845 | 0.00022831 | 0.00079909 | 0.00062785 | 0.0017694 | 0.00039954 | 0.00028539 | 0.00028539

## Par_YearSplit
YearSplit{l in TIMESLICE, y in YEAR}
The fraction of the year in each time slice.
Unit: Fraction of 8760 hours
Timeslice | 2018 | 2020 | 2025 | 2030 | 2035 | 2040 | 2045 | 2050
Q1N | 0.15104 | 0.15104 | 0.15104 | 0.15104 | 0.15104 | 0.15104 | 0.15104 | 0.15104
Q1M | 0.015625 | 0.015625 | 0.015625 | 0.015625 | 0.015625 | 0.015625 | 0.015625 | 0.015625
Q1P | 0.041667 | 0.041667 | 0.041667 | 0.041667 | 0.041667 | 0.041667 | 0.041667 | 0.041667
Q1A | 0.041667 | 0.041667 | 0.041667 | 0.041667 | 0.041667 | 0.041667 | 0.041667 | 0.041667
Q2N | 0.083333 | 0.083333 | 0.083333 | 0.083333 | 0.083333 | 0.083333 | 0.083333 | 0.083333
Q2M | 0.03125 | 0.03125 | 0.03125 | 0.03125 | 0.03125 | 0.03125 | 0.03125 | 0.03125
Q2P | 0.083333 | 0.083333 | 0.083333 | 0.083333 | 0.083333 | 0.083333 | 0.083333 | 0.083333
Q2A | 0.052083 | 0.052083 | 0.052083 | 0.052083 | 0.052083 | 0.052083 | 0.052083 | 0.052083
Q3N | 0.098958 | 0.098958 | 0.098958 | 0.098958 | 0.098958 | 0.098958 | 0.098958 | 0.098958
Q3M | 0.020833 | 0.020833 | 0.020833 | 0.020833 | 0.020833 | 0.020833 | 0.020833 | 0.020833
Q3P | 0.072917 | 0.072917 | 0.072917 | 0.072917 | 0.072917 | 0.072917 | 0.072917 | 0.072917
Q3A | 0.057292 | 0.057292 | 0.057292 | 0.057292 | 0.057292 | 0.057292 | 0.057292 | 0.057292
Q4N | 0.16146 | 0.16146 | 0.16146 | 0.16146 | 0.16146 | 0.16146 | 0.16146 | 0.16146
Q4M | 0.036458 | 0.036458 | 0.036458 | 0.036458 | 0.036458 | 0.036458 | 0.036458 | 0.036458
Q4P | 0.026042 | 0.026042 | 0.026042 | 0.026042 | 0.026042 | 0.026042 | 0.026042 | 0.026042
Q4A | 0.026042 | 0.026042 | 0.026042 | 0.026042 | 0.026042 | 0.026042 | 0.026042 | 0.026042

## Par_TagTechnologyToSector
TagTechnologyToSector{t in TECHNOLOGY, se in SECTOR}
Assigns Technologies to the different sectors.
Unit: Binary
Technology | Power | Industry | Buildings | Transportation | Resources | Storages | Transformation | CHP
A_Rooftop_Commercial |  |  |  |  | 1
A_Rooftop_Residential |  |  |  |  | 1
D_Battery_Li-Ion | [5 empty] | 1
D_Battery_Redox | [5 empty] | 1
D_Gas_H2 | [5 empty] | 1
D_Heat_HLR | [5 empty] | 1
D_Heat_HLI | [5 empty] | 1
D_PHS | [5 empty] | 1
D_CAES |  |  |  | 1 |  | 1
FRT_Rail_Conv |  |  |  | 1
FRT_Rail_Electric |  |  |  | 1
FRT_Road_BEV |  |  |  | 1
FRT_Road_H2 |  |  |  | 1
FRT_Road_ICE |  |  |  | 1
FRT_Road_PHEV |  |  |  | 1
FRT_Road_OH |  |  |  | 1
FRT_Ship_Bio |  |  |  | 1
FRT_Ship_Conv |  |  |  | 1
P_Biomass | 1
P_Coal_Hardcoal | 1
P_Coal_Lignite | 1
P_Gas | 1
P_Nuclear | 1
P_Oil | 1
PSNG_Air_Bio |  |  |  | 1
PSNG_Air_Conv |  |  |  | 1
PSNG_Air_H2 |  |  |  | 1
PSNG_Rail_Conv |  |  |  | 1
PSNG_Rail_Electric |  |  |  | 1
PSNG_Road_BEV |  |  |  | 1
PSNG_Road_H2 |  |  |  | 1
PSNG_Road_ICE |  |  |  | 1
PSNG_Road_PHEV |  |  |  | 1
R_Coal_Hardcoal |  |  |  |  | 1
R_Coal_Lignite |  |  |  |  | 1
R_Gas |  |  |  |  | 1
R_Nuclear |  |  |  |  | 1
R_Oil |  |  |  |  | 1
RES_CSP | 1
RES_Geothermal | 1
RES_Hydro_Large | 1
RES_Hydro_Small | 1
RES_Ocean | 1
RES_PV_Rooftop_Commercial | 1
RES_PV_Rooftop_Residential | 1
RES_PV_Utility_Avg | 1
RES_PV_Utility_Inf | 1
RES_PV_Utility_Opt | 1
RES_Wind_Offshore_Transitional | 1
RES_Wind_Offshore_Shallow | 1
RES_Wind_Offshore_Deep | 1
RES_Wind_Onshore_Avg | 1
RES_Wind_Onshore_Inf | 1
RES_Wind_Onshore_Opt | 1
X_Electrolysis | [6 empty] | 1
X_Fuel_Cell | [6 empty] | 1
X_Methanation | [6 empty] | 1
Z_Import_Hardcoal |  |  |  |  | 1
Z_Import_Gas |  |  |  |  | 1
Z_Import_Oil |  |  |  |  | 1
P_Biomass_CCS | 1
A_CCS_Capacity |  |  |  |  | 1
D_Gas_Methane | [5 empty] | 1
HLR_Gas_Boiler |  |  | 1
HLR_Gas_CHP | 1 |  | 0
HLR_Biomass |  |  | 1
HLR_Biomass_CHP |  |  | 1
HLR_Hardcoal |  |  | 1
HLR_Lignite |  |  | 1
HLR_Hardcoal_CHP | 1 |  | 0
HLR_Lignite_CHP | 1 |  | 0
HLR_Direct_Electric |  |  | 1
HLR_Solar_Thermal |  |  | 1
HLR_Heatpump_Aerial |  |  | 1
HLR_Heatpump_Ground |  |  | 1
HLR_Geothermal |  |  | 1
HLR_Oil_Boiler |  |  | 1
HLI_Gas_Boiler |  | 1
HLI_Gas_CHP | 1 | 0
HLI_Biomass |  | 1
HLI_Biomass_CHP | 1 | 0
HLI_Hardcoal |  | 1
HLI_Lignite |  | 1
HLI_Hardcoal_CHP | 1 | 0
HLI_Lignite_CHP | 1 | 0
HLI_Direct_Electric |  | 1
HLI_Solar_Thermal |  | 1
HLI_Fuelcell |  | 1
HLI_Geothermal |  | 1
HLI_Oil_Boiler |  | 1
HLI_Oil_CHP | 1 | 0
HMI_Gas |  | 1
HMI_Biomass |  | 1
HMI_HardCoal |  | 1
HMI_Steam_Electric |  | 1
HMI_Oil |  | 1
HHI_BF_BOF |  | 1
HHI_DRI_EAF |  | 1
HHI_Scrap_EAF |  | 1
HHI_H2DRI_EAF |  | 1
HHI_Molten_Electrolysis |  | 1
HHI_Bio_BF_BOF |  | 1
HHI_BF_BOF_CCS |  | 1
HHI_DRI_EAF_CCS |  | 1
HLI_Biomass_CHP_CCS | 1 | 0
HLI_Hardcoal_CHP_CCS | 1 | 0
HLI_Lignite_CHP_CCS | 1 | 0
HLR_Biomass_CHP_CCS | 1 |  | 0
HLR_Hardcoal_CHP_CCS | 1 |  | 0
HLR_Lignite_CHP_CCS | 1 |  | 0
HMI_Gas_CCS |  | 1
HMI_HardCoal_CCS |  | 1
P_Coal_Hardcoal_CCS | 1
P_Coal_Lignite_CCS | 1
P_Gas_CCS | 1
X_SMR | [6 empty] | 1
X_SMR_CCS | [6 empty] | 1
X_DAC | [6 empty] | 1
HLR_H2_Boiler |  |  | 1
HLI_H2_Boiler |  | 1
X_Biofuel | [6 empty] | 1
X_Powerfuel | [6 empty] | 1
RES_Grass |  |  |  |  | 1
RES_Wood |  |  |  |  | 1
RES_Residues |  |  |  |  | 1
RES_Paper_Cardboard |  |  |  |  | 1
RES_Roundwood |  |  |  |  | 1
RES_Biogas |  |  |  |  | 1
X_Gasifier | [6 empty] | 1
X_Liquifier | [6 empty] | 1
Z_Import_LNG |  |  |  |  | 1
FRT_Road_LNG |  |  |  | 1
FRT_Ship_LNG |  |  |  | 1
PSNG_Road_LNG |  |  |  | 1
P_H2_OCGT | 1
A_Air |  |  |  |  | 1
X_DAC_LT | [6 empty] | 1
X_DAC_HT | [6 empty] | 1
Z_Import_H2 |  |  |  |  | 1
Z_ETS_Buy |  |  |  |  | 1
Z_ETS_Sell |  |  |  |  | 1
CHP_Biomass_Solid | [7 empty] | 1
CHP_Coal_Hardcoal | [7 empty] | 1
CHP_Coal_Lignite | [7 empty] | 1
CHP_Gas_CCGT_Natural | [7 empty] | 1
CHP_Gas_CCGT_Biogas | [7 empty] | 1
CHP_Gas_CCGT_SynGas | [7 empty] | 1
CHP_Biomass_Solid_CCS | [7 empty] | 1
CHP_Coal_Hardcoal_CCS | [7 empty] | 1
CHP_Coal_Lignite_CCS | [7 empty] | 1
CHP_Gas_CCGT_Natural_CCS | [7 empty] | 1
CHP_Gas_CCGT_Biogas_CCS | [7 empty] | 1
CHP_Hydrogen_FuelCell | [7 empty] | 1
HLI_Convert_DH |  | 1
HLR_Convert_DH |  |  | 1
CHP_Oil | [7 empty] | 1
Res_pv_utility_tracking | 1
P_Gas_CCGT | 1
P_Gas_OCGT | 1
P_Gas_Engines | 1
HMI_H2 |  | 1

## Par_CapacityToActivityUnit
CapacityToActivityUnit{r in REGION, t in TECHNOLOGY}
Converts capacity to activity. Here we use a factor of 31.536, which is the level of energy production in PJ produced from 1 GW operating for 1 year (1GW * 8760 * 3600 / 10^6)
Unit: PJ/GW-YR
Region | A_Rooftop_Commercial | A_Rooftop_Residential | D_Battery_Li-Ion | D_Battery_Redox | D_Gas_H2 | D_Gas_Methane | D_Heat_HLR | D_Heat_HLI | D_PHS | D_PHS_Residual | FRT_Rail_Conv | FRT_Rail_Electric | FRT_Road_BEV | FRT_Road_H2 | FRT_Road_ICE | FRT_Road_PHEV | FRT_Road_OH | FRT_Ship_Bio | FRT_Ship_Conv | P_Biomass | P_Coal_Hardcoal | P_Coal_Lignite | P_Gas | P_Nuclear | P_Oil | PSNG_Air_Bio | PSNG_Air_Conv | PSNG_Air_H2 | PSNG_Rail_Conv | PSNG_Rail_Electric | PSNG_Road_BEV | PSNG_Road_H2 | PSNG_Road_ICE | PSNG_Road_PHEV | R_Coal_Hardcoal | R_Coal_Lignite | R_Gas | R_Nuclear | R_Oil | RES_Biomass | RES_CSP | RES_Geothermal | RES_Hydro_Large | RES_Hydro_Small | RES_Ocean | RES_PV_Rooftop_Commercial | RES_PV_Rooftop_Residential | RES_PV_Utility_Avg | RES_PV_Utility_Inf | RES_PV_Utility_Opt | RES_Wind_Offshore_Transitional | RES_Wind_Offshore_Shallow | RES_Wind_Offshore_Deep | RES_Wind_Onshore_Avg | RES_Wind_Onshore_Inf | RES_Wind_Onshore_Opt | X_Electrolysis | X_Fuel_Cell | X_Methanation | Z_Import_Hardcoal | Z_Import_Gas | Z_Import_Oil | HHT_H2 | D_CAES | CHP_Biomass_CCS | P_Biomass_CCS | A_CCS_Capacity | D_Gas_Methane | HLR_Gas_Boiler | HLR_Gas_CHP | HLR_Biomass | HLR_Biomass_CHP | HLR_Hardcoal | HLR_Lignite | HLR_Hardcoal_CHP | HLR_Lignite_CHP | HLR_Direct_Electric | HLR_Solar_Thermal | HLR_Heatpump_Aerial | HLR_Heatpump_Ground | HLR_Geothermal | HLR_Oil_Boiler | HLI_Gas_Boiler | HLI_Gas_CHP | HLI_Biomass | HLI_Biomass_CHP | HLI_Hardcoal | HLI_Lignite | HLI_Hardcoal_CHP | HLI_Direct_Electric | HLI_Solar_Thermal | HLI_Fuelcell | HLI_Geothermal | HLI_Oil_Boiler | HLI_Oil_CHP | HMI_Gas | HMI_Biomass | HMI_HardCoal | HMI_Steam_Electric | HMI_Oil | HHI_BF_BOF | HHI_DRI_EAF | HHI_Scrap_EAF | HHI_H2DRI_EAF | HHI_Molten_Electrolysis | HHI_Bio_BF_BOF | HLI_Lignite_CHP | HHI_BF_BOF_CCS | HHI_DRI_EAF_CCS | HLI_Biomass_CHP_CCS | HLI_Hardcoal_CHP_CCS | HLI_Lignite_CHP_CCS | HLR_Biomass_CHP_CCS | HLR_Hardcoal_CHP_CCS | HLR_Lignite_CHP_CCS | HMI_Gas_CCS | HMI_HardCoal_CCS | P_Coal_Hardcoal_CCS | P_Coal_Lignite_CCS | P_Gas_CCS | X_SMR | X_SMR_CCS | X_DAC | A_Air | HLR_H2_Boiler | HLI_H2_Boiler | X_Biofuel | HMI_H2 | X_Powerfuel | RES_Grass | RES_Wood | RES_Residues | RES_Paper_Cardboard | RES_Roundwood | RES_Biogas | X_Gasifier | X_Liquifier | FRT_Road_LNG | FRT_Ship_LNG | PSNG_Road_LNG | P_H2_OCGT | A_Air | X_DAC_LT | X_DAC_HT | Z_Import_H2 | Z_Import_LNG | Z_ETS_Buy | Z_ETS_Sell | CHP_Biomass_Solid | CHP_Coal_Hardcoal | CHP_Coal_Lignite | CHP_Gas_CCGT_Natural | CHP_Gas_CCGT_Biogas | CHP_Gas_CCGT_SynGas | CHP_Hydrogen_FuelCell | CHP_Biomass_Solid_CCS | CHP_Coal_Hardcoal_CCS | CHP_Coal_Lignite_CCS | CHP_Gas_CCGT_Natural_CCS | CHP_Gas_CCGT_Biogas_CCS | HLI_Convert_DH | HLR_Convert_DH | CHP_Oil | P_Gas_CCGT | P_Gas_OCGT | P_Gas_Engines | Res_PV_Utility_Tracking
DE | 1 | 1 | 31.536 | 31.536 | 31.536 | 31.536 | 31.536 | 31.536 | 31.536 | 31.536 | 1 | 1 | 1 | 1 | 1 | 1 | 1 | 1 | 1 | 31.536 | 31.536 | 31.536 | 31.536 | 31.536 | 31.536 | 1 | 1 | 1 | 1 | 1 | 1 | 1 | 1 | 1 | 31.536 | 31.536 | 31.536 | 31.536 | 31.536 | 0 | 31.536 | 31.536 | 31.536 | 31.536 | 31.536 | 31.536 | 31.536 | 31.536 | 31.536 | 31.536 | 31.536 | 31.536 | 31.536 | 31.536 | 31.536 | 31.536 | 31.536 | 31.536 | 31.536 | 31.536 | 31.536 | 31.536 | 31.536 | 31.536 | 31.536 | 31.536 | 1 | 1 | 31.536 | 31.536 | 31.536 | 31.536 | 31.536 | 31.536 | 31.536 | 31.536 | 31.536 | 31.536 | 31.536 | 31.536 | 31.536 | 31.536 | 31.536 | 31.536 | 31.536 | 31.536 | 31.536 | 31.536 | 31.536 | 31.536 | 31.536 | 31.536 | 31.536 | 31.536 | 31.536 | 31.536 | 31.536 | 31.536 | 31.536 | 31.536 | 31.536 | 31.536 | 31.536 | 31.536 | 31.536 | 31.536 | 31.536 | 31.536 | 31.536 | 31.536 | 31.536 | 31.536 | 31.536 | 31.536 | 31.536 | 31.536 | 31.536 | 31.536 | 31.536 | 31.536 | 31.536 | 31.536 | 31.536 | 1 | 31.536 | 31.536 | 31.536 | 31.536 | 1 | 1 | 1 | 1 | 1 | 1 | 1 | 31.536 | 31.536 | 1 | 1 | 1 | 31.536 | 1 | 1 | 1 | 31.536 | 31.536 | 1 | 1 | 31.536 | 31.536 | 31.536 | 31.536 | 31.536 | 31.536 | 31.536 | 31.536 | 31.536 | 31.536 | 31.536 | 31.536 | 1 | 1 | 31.536 | 31.536 | 31.536 | 31.536 | 31.536
World | 1 | 1 | 31.536 | 31.536 | 31.536 | 31.536 | 31.536 | 31.536 | 31.536 | 31.536 | 1 | 1 | 1 | 1 | 1 | 1 | 1 | 1 | 1 | 31.536 | 31.536 | 31.536 | 31.536 | 31.536 | 31.536 | 1 | 1 | 1 | 1 | 1 | 1 | 1 | 1 | 1 | 31.536 | 31.536 | 31.536 | 31.536 | 31.536 | 0 | 31.536 | 31.536 | 31.536 | 31.536 | 31.536 | 31.536 | 31.536 | 31.536 | 31.536 | 31.536 | 31.536 | 31.536 | 31.536 | 31.536 | 31.536 | 31.536 | 31.536 | 31.536 | 31.536 | 31.536 | 31.536 | 31.536 | 31.536 | 31.536 | 31.536 | 31.536 | 1 | 1 | 31.536 | 31.536 | 31.536 | 31.536 | 31.536 | 31.536 | 31.536 | 31.536 | 31.536 | 31.536 | 31.536 | 31.536 | 31.536 | 31.536 | 31.536 | 31.536 | 31.536 | 31.536 | 31.536 | 31.536 | 31.536 | 31.536 | 31.536 | 31.536 | 31.536 | 31.536 | 31.536 | 31.536 | 31.536 | 31.536 | 31.536 | 31.536 | 31.536 | 31.536 | 31.536 | 31.536 | 31.536 | 31.536 | 31.536 | 31.536 | 31.536 | 31.536 | 31.536 | 31.536 | 31.536 | 31.536 | 31.536 | 31.536 | 31.536 | 31.536 | 31.536 | 31.536 | 31.536 | 31.536 | 31.536 | 1 | 31.536 | 31.536 | 31.536 | 31.536 | 1 | 1 | 1 | 1 | 1 | 1 | 1 | 31.536 | 31.536 | 1 | 1 | 1 | 31.536 | 1 | 1 | 1 | 31.536 | 31.536 | 1 | 1 | 31.536 | 31.536 | 31.536 | 31.536 | 31.536 | 31.536 | 31.536 | 31.536 | 31.536 | 31.536 | 31.536 | 31.536 | 1 | 1 | 31.536 | 31.536 | 31.536 | 31.536 | 31.536

## Par_Conversionls
Conversionls{l in TIMESLICE, ls in SEASON}
Set equal to 1 to assign a particular time slice to a season. Set equal to 0 in order not to assign a particular time slice to a season.
Unit: Binary
Timeslice | 1 | 2 | 3 | 4
Q1N | 1
Q1M | 1
Q1P | 1
Q1A | 1
Q2N |  | 1
Q2M |  | 1
Q2P |  | 1
Q2A |  | 1
Q3N |  |  | 1
Q3M |  |  | 1
Q3P |  |  | 1
Q3A |  |  | 1
Q4N |  |  |  | 1
Q4M |  |  |  | 1
Q4P |  |  |  | 1
Q4A |  |  |  | 1

## Par_Conversionld
Conversionld{l in TIMESLICE, ld in DAYTYPE}
Set equal to 1 to assign a particular time slice to a day type. Set equal to 0 in order not to assign a particular time slice to a day type.
Unit: Binary
Timeslice | 1
Q1N | 1
Q1M | 1
Q1P | 1
Q1A | 1
Q2N | 1
Q2M | 1
Q2P | 1
Q2A | 1
Q3N | 1
Q3M | 1
Q3P | 1
Q3A | 1
Q4N | 1
Q4M | 1
Q4P | 1
Q4A | 1

## Par_Conversionlh
Conversionlh{l in TIMESLICE, lh in DAILYTIMEBRACKET}
Set equal to 1 to assign a particular time slice to a daily time bracket. Set equal to 0 in order not to assign a particular time slice to a daily time bracket.
Unit: Binary
| N | M | P | A
Timeslice | 4 | 1 | 2 | 3
Q1N | 1
Q1M |  | 1
Q1P |  |  | 1
Q1A |  |  |  | 1
Q2N | 1
Q2M |  | 1
Q2P |  |  | 1
Q2A |  |  |  | 1
Q3N | 1
Q3M |  | 1
Q3P |  |  | 1
Q3A |  |  |  | 1
Q4N | 1
Q4M |  | 1
Q4P |  |  | 1
Q4A |  |  |  | 1

## Par_TradeRoute
TradeRoute{f in FUEL, r in REGION1, rr in REGION2}
Defines trade links between regions for specific fuels. If r is linked to rr, rr has also to be linked with r. Symmetrical matrix with diagonal of zeroes
Unit: km
|  | FR | AT | BE | BG | CH | CZ | DE | DK | EE | ES | FI | GR | HR | HU | IE | IT | LT | LU | LV | NONEU_Balkan | NL | NO | PL | PT | RO | SE | SI | SK | UK | TR
Biofuel | AT | 1462.5037 | 0 | 770.2368 | 1022.4506 | 456.3566 | 254.8422 | 477.0367 | 973.0303 | 0 | 1640.5831 | 0 | 1188.0095 | 332.2684 | 400.5937 | 0 | 557.6926 | 1094.8375 | 640.3193 | 1264.264 | 667.2874 | 804.2385 | 0 | 630.3583 | 0 | 850.7212 | 1698.7859 | 171.2397 | 416.6744 | 1399.0173 | 0
Biofuel | BE | 1099.0231 | 770.2368 | 0 | 0 | 501.3955 | 767.8749 | 406.4957 | 692.1557 | 0 | 1325.3755 | 0 | 0 | 1075.0709 | 1146.0452 | 924.1353 | 1040.2243 | 0 | 140.4027 | 0 | 0 | 192.1985 | 1636.143 | 1037.5299 | 0 | 0 | 1535.2615 | 903.9829 | 1089.56 | 645.5936 | 0
Biofuel | BG | 0 | 1022.4506 | 0 | 0 | 1415.4477 | 1087.0459 | 1458.0168 | 0 | 0 | 0 | 0 | 453.9526 | 753.1646 | 671.1761 | 0 | 1075.51 | 0 | 0 | 0 | 489.5097 | 0 | 0 | 1129.6862 | 0 | 343.0327 | 0 | 908.286 | 797.8963 | 0 | 428
Biofuel | CH | 1014.3439 | 456.3566 | 501.3955 | 1415.4477 | 0 | 619.8865 | 504.6164 | 1027.0498 | 0 | 1204.0081 | 0 | 0 | 662.9393 | 850.8725 | 0 | 540.0073 | 0 | 367.0235 | 0 | 978.2023 | 637.5471 | 0 | 1001.5313 | 0 | 1292.2757 | 1857.4129 | 511.8414 | 869.3805 | 1134.7633 | 0
Biofuel | CZ | 1630.3314 | 254.8422 | 767.8749 | 1087.0459 | 619.8865 | 0 | 382.6283 | 777.7627 | 1194.0515 | 0 | 0 | 1334.1031 | 528.6274 | 415.8727 | 0 | 812.4252 | 850.9002 | 665.2372 | 1016.0398 | 829.3759 | 738.7061 | 1641.9988 | 390.1777 | 0 | 842.3713 | 1454.2192 | 404.3088 | 323.6881 | 1341.3758 | 0
Biofuel | DE | 1410.7544 | 477.0367 | 406.4957 | 1458.0168 | 504.6164 | 382.6283 | 0 | 540.4862 | 1281.0399 | 1624.964 | 1750.7941 | 1662.6623 | 809.2732 | 790.1337 | 1286.0923 | 934.1527 | 1015.3315 | 339.257 | 1144.5982 | 1143.0905 | 356.1483 | 1503.6343 | 633.8734 | 0 | 1224.8462 | 1354.2725 | 643.6468 | 705.3003 | 959.5307 | 0
Biofuel | DK | 1789.5085 | 973.0303 | 692.1557 | 0 | 1027.0498 | 777.7627 | 540.4862 | 0 | 978.4362 | 0 | 1298.0924 | 0 | 1294.228 | 1171.9395 | 1213.4345 | 1472.5555 | 873.0123 | 737.8086 | 921.646 | 0 | 503.8884 | 700 | 745.4993 | 0 | 1533.4077 | 400 | 1144.1172 | 1030.0239 | 850.09 | 0
Biofuel | EE | 0 | 0 | 0 | 0 | 0 | 1194.0515 | 1281.0399 | 978.4362 | 0 | 0 | 647.9113 | 0 | 0 | 0 | 0 | 0 | 384.4682 | 0 | 205.6519 | 0 | 0 | 884.9993 | 825.4325 | 0 | 0 | 661.7204 | 0 | 1177.7913 | 0 | 0
Biofuel | ES | 229.5903 | 1640.5831 | 1325.3755 | 0 | 1204.0081 | 0 | 1624.964 | 0 | 0 | 0 | 0 | 0 | 1723.5923 | 0 | 1479.4524 | 1341.0179 | 0 | 1307.3597 | 0 | 0 | 1513.1789 | 0 | 0 | 421.6724 | 0 | 0 | 1632.9648 | 0 | 1549.5138 | 0
Biofuel | FI | 0 | 0 | 0 | 0 | 0 | 0 | 1750.7941 | 1298.0924 | 647.9113 | 0 | 0 | 0 | 0 | 0 | 0 | 0 | 1026.3112 | 0 | 852.1634 | 0 | 0 | 1000 | 1430.7808 | 0 | 0 | 505.8293 | 0 | 0 | 0 | 0
Biofuel | FR | 0 | 1462.5037 | 300 | 0 | 350 | 1630.3314 | 500 | 1789.5085 | 0 | 1000 | 0 | 2201.0868 | 1577.9893 | 1838.3882 | 1284.4863 | 1000 | 0 | 1087.0487 | 0 | 1809.0939 | 1285.6613 | 2702.3606 | 2000.6021 | 560.6101 | 2252.616 | 2623.5487 | 1472.1386 | 1879.0772 | 600 | 0
Biofuel | GR | 2201.0868 | 1188.0095 | 0 | 453.9526 | 0 | 1334.1031 | 1662.6623 | 0 | 0 | 0 | 0 | 0 | 859.9849 | 947.6451 | 0 | 1007.1001 | 0 | 0 | 0 | 521.1589 | 0 | 0 | 1480.0861 | 0 | 772.5959 | 0 | 1031.6187 | 1109.6122 | 0 | 868
Biofuel | HR | 1577.9893 | 332.2684 | 1075.0709 | 753.1646 | 662.9393 | 528.6274 | 809.2732 | 1294.228 | 0 | 1723.5923 | 0 | 859.9849 | 0 | 331.4899 | 0 | 427.9887 | 1262.6509 | 938.1052 | 0 | 339.14 | 1129.394 | 0 | 818.1714 | 0 | 677.0909 | 1974.1875 | 171.9292 | 470.5961 | 0 | 0
Biofuel | HU | 1838.3882 | 400.5937 | 1146.0452 | 671.1761 | 850.8725 | 415.8727 | 790.1337 | 1171.9395 | 0 | 0 | 0 | 947.6451 | 331.4899 | 0 | 0 | 755.2569 | 961.2257 | 1025.1109 | 1141.827 | 486.5098 | 1144.4013 | 0 | 551.7191 | 0 | 452.3566 | 1745.8481 | 369.9722 | 171.6497 | 0 | 0
Biofuel | IE | 1284.4863 | 0 | 924.1353 | 0 | 0 | 0 | 1286.0923 | 1213.4345 | 0 | 1479.4524 | 0 | 0 | 0 | 0 | 0 | 0 | 0 | 1057.1666 | 0 | 0 | 932.2647 | 1780.1607 | 0 | 0 | 0 | 0 | 0 | 0 | 363.8529 | 0
Biofuel | IT | 1223.6412 | 557.6926 | 1040.2243 | 1075.51 | 540.0073 | 812.4252 | 934.1527 | 1472.5555 | 0 | 1341.0179 | 0 | 1007.1001 | 427.9887 | 755.2569 | 0 | 0 | 0 | 903.0787 | 0 | 586.6637 | 1161.05 | 0 | 1174.6629 | 0 | 1082.6258 | 2245.49 | 429.9455 | 874.1071 | 1673.8377 | 0
Biofuel | LT | 0 | 1094.8375 | 0 | 0 | 0 | 850.9002 | 1015.3315 | 873.0123 | 384.4682 | 0 | 1026.3112 | 0 | 1262.6509 | 961.2257 | 0 | 0 | 0 | 0 | 180.6077 | 0 | 1249.6982 | 1153.0141 | 464.5177 | 0 | 1059.2944 | 923.2309 | 1207.0469 | 797.0529 | 0 | 0
Biofuel | LU | 1087.0487 | 640.3193 | 140.4027 | 0 | 367.0235 | 665.2372 | 339.257 | 737.8086 | 0 | 1307.3597 | 0 | 0 | 938.1052 | 1025.1109 | 1057.1666 | 903.0787 | 0 | 0 | 0 | 0 | 279.5369 | 1703.3396 | 969.4541 | 0 | 0 | 1586.2881 | 767.7284 | 981.1682 | 785.8857 | 0
Biofuel | LV | 0 | 1264.264 | 0 | 0 | 0 | 1016.0398 | 1144.5982 | 921.646 | 205.6519 | 0 | 852.1634 | 0 | 0 | 1141.827 | 0 | 0 | 180.6077 | 0 | 0 | 0 | 1345.2498 | 1031.7559 | 636.2024 | 0 | 1225.5033 | 802.012 | 0 | 977.3338 | 0 | 0
Biofuel | NL | 1285.6613 | 804.2385 | 192.1985 | 0 | 637.5471 | 738.7061 | 356.1483 | 503.8884 | 0 | 1513.1789 | 0 | 0 | 1129.394 | 1144.4013 | 932.2647 | 1161.05 | 1249.6982 | 279.5369 | 1345.2498 | 0 | 0 | 1444.2496 | 943.1572 | 0 | 0 | 1343.7475 | 958.0731 | 1060.7454 | 604.0311 | 0
Biofuel | NO | 2702.3606 | 0 | 1636.143 | 0 | 0 | 1641.9988 | 1503.6343 | 700 | 884.9993 | 0 | 1000 | 0 | 0 | 0 | 1780.1607 | 0 | 1153.0141 | 1703.3396 | 1031.7559 | 0 | 1444.2496 | 0 | 1408.5356 | 0 | 0 | 230.3183 | 0 | 0 | 1492.311 | 0
Biofuel | NONEU_Balkan | 1809.0939 | 667.2874 | 0 | 489.5097 | 978.2023 | 829.3759 | 1143.0905 | 0 | 0 | 0 | 0 | 521.1589 | 339.14 | 486.5098 | 0 | 586.6637 | 0 | 0 | 0 | 0 | 0 | 0 | 1038.1279 | 0 | 569.0699 | 0 | 511.0157 | 658.1573 | 0 | 0
Biofuel | PL | 2000.6021 | 630.3583 | 1037.5299 | 1129.6862 | 1001.5313 | 390.1777 | 633.8734 | 745.4993 | 825.4325 | 0 | 1430.7808 | 1480.0861 | 818.1714 | 551.7191 | 0 | 1174.6629 | 464.5177 | 969.4541 | 636.2024 | 1038.1279 | 943.1572 | 1408.5356 | 0 | 0 | 809.1617 | 1196.527 | 746.5326 | 380.2114 | 1502.6294 | 0
Biofuel | PT | 560.6101 | 0 | 0 | 0 | 0 | 0 | 0 | 0 | 0 | 421.6724 | 0 | 0 | 0 | 0 | 0 | 0 | 0 | 0 | 0 | 0 | 0 | 0 | 0 | 0 | 0 | 0 | 0 | 0 | 1672.9315 | 0
Biofuel | RO | 2252.616 | 850.7212 | 0 | 343.0327 | 1292.2757 | 842.3713 | 1224.8462 | 1533.4077 | 0 | 0 | 0 | 772.5959 | 677.0909 | 452.3566 | 0 | 1082.6258 | 1059.2944 | 0 | 1225.5033 | 569.0699 | 0 | 0 | 809.1617 | 0 | 0 | 0 | 787.5682 | 523.9151 | 0 | 899
Biofuel | SE | 2623.5487 | 1698.7859 | 1535.2615 | 0 | 1857.4129 | 1454.2192 | 1354.2725 | 400 | 661.7204 | 0 | 505.8293 | 0 | 1974.1875 | 1745.8481 | 0 | 2245.49 | 923.2309 | 1586.2881 | 802.012 | 0 | 1343.7475 | 230.3183 | 1196.527 | 0 | 0 | 0 | 1858.1773 | 1575.3717 | 1485.1832 | 0
Biofuel | SI | 1472.1386 | 171.2397 | 903.9829 | 908.286 | 511.8414 | 404.3088 | 643.6468 | 1144.1172 | 0 | 1632.9648 | 0 | 1031.6187 | 171.9292 | 369.9722 | 0 | 429.9455 | 1207.0469 | 767.7284 | 0 | 511.0157 | 958.0731 | 0 | 746.5326 | 0 | 787.5682 | 1858.1773 | 0 | 454.5349 | 0 | 0
Biofuel | SK | 1879.0772 | 416.6744 | 1089.56 | 797.8963 | 869.3805 | 323.6881 | 705.3003 | 1030.0239 | 1177.7913 | 0 | 0 | 1109.6122 | 470.5961 | 171.6497 | 0 | 874.1071 | 797.0529 | 981.1682 | 977.3338 | 658.1573 | 1060.7454 | 0 | 380.2114 | 0 | 523.9151 | 1575.3717 | 454.5349 | 0 | 0 | 0
Biofuel | TR | 0 | 0 | 0 | 428 | 0 | 0 | 0 | 0 | 0 | 0 | 0 | 868 | 0 | 0 | 0 | 0 | 0 | 0 | 0 | 0 | 0 | 0 | 0 | 0 | 899 | 0 | 0 | 0 | 0 | 0
Biofuel | UK | 600 | 1399.0173 | 645.5936 | 0 | 1134.7633 | 1341.3758 | 959.5307 | 850.09 | 0 | 1549.5138 | 0 | 0 | 0 | 0 | 363.8529 | 1673.8377 | 0 | 785.8857 | 0 | 0 | 604.0311 | 1492.311 | 1502.6294 | 1672.9315 | 0 | 1485.1832 | 0 | 0 | 0 | 0
Biomass | AT | 1462.5037 | 0 | 770.2368 | 1022.4506 | 456.3566 | 254.8422 | 477.0367 | 973.0303 | 0 | 1640.5831 | 0 | 1188.0095 | 332.2684 | 400.5937 | 0 | 557.6926 | 1094.8375 | 640.3193 | 1264.264 | 667.2874 | 804.2385 | 0 | 630.3583 | 0 | 850.7212 | 1698.7859 | 171.2397 | 416.6744 | 1399.0173 | 0
Biomass | BE | 1099.0231 | 770.2368 | 0 | 0 | 501.3955 | 767.8749 | 406.4957 | 692.1557 | 0 | 1325.3755 | 0 | 0 | 1075.0709 | 1146.0452 | 924.1353 | 1040.2243 | 0 | 140.4027 | 0 | 0 | 192.1985 | 1636.143 | 1037.5299 | 0 | 0 | 1535.2615 | 903.9829 | 1089.56 | 645.5936 | 0
Biomass | BG | 0 | 1022.4506 | 0 | 0 | 1415.4477 | 1087.0459 | 1458.0168 | 0 | 0 | 0 | 0 | 453.9526 | 753.1646 | 671.1761 | 0 | 1075.51 | 0 | 0 | 0 | 489.5097 | 0 | 0 | 1129.6862 | 0 | 343.0327 | 0 | 908.286 | 797.8963 | 0 | 428
Biomass | CH | 1014.3439 | 456.3566 | 501.3955 | 1415.4477 | 0 | 619.8865 | 504.6164 | 1027.0498 | 0 | 1204.0081 | 0 | 0 | 662.9393 | 850.8725 | 0 | 540.0073 | 0 | 367.0235 | 0 | 978.2023 | 637.5471 | 0 | 1001.5313 | 0 | 1292.2757 | 1857.4129 | 511.8414 | 869.3805 | 1134.7633 | 0
Biomass | CZ | 1630.3314 | 254.8422 | 767.8749 | 1087.0459 | 619.8865 | 0 | 382.6283 | 777.7627 | 1194.0515 | 0 | 0 | 1334.1031 | 528.6274 | 415.8727 | 0 | 812.4252 | 850.9002 | 665.2372 | 1016.0398 | 829.3759 | 738.7061 | 1641.9988 | 390.1777 | 0 | 842.3713 | 1454.2192 | 404.3088 | 323.6881 | 1341.3758 | 0
Biomass | DE | 1410.7544 | 477.0367 | 406.4957 | 1458.0168 | 504.6164 | 382.6283 | 0 | 540.4862 | 1281.0399 | 1624.964 | 1750.7941 | 1662.6623 | 809.2732 | 790.1337 | 1286.0923 | 934.1527 | 1015.3315 | 339.257 | 1144.5982 | 1143.0905 | 356.1483 | 1503.6343 | 633.8734 | 0 | 1224.8462 | 1354.2725 | 643.6468 | 705.3003 | 959.5307 | 0
Biomass | DK | 1789.5085 | 973.0303 | 692.1557 | 0 | 1027.0498 | 777.7627 | 540.4862 | 0 | 978.4362 | 0 | 1298.0924 | 0 | 1294.228 | 1171.9395 | 1213.4345 | 1472.5555 | 873.0123 | 737.8086 | 921.646 | 0 | 503.8884 | 700 | 745.4993 | 0 | 1533.4077 | 400 | 1144.1172 | 1030.0239 | 850.09 | 0
Biomass | EE | 0 | 0 | 0 | 0 | 0 | 1194.0515 | 1281.0399 | 978.4362 | 0 | 0 | 647.9113 | 0 | 0 | 0 | 0 | 0 | 384.4682 | 0 | 205.6519 | 0 | 0 | 884.9993 | 825.4325 | 0 | 0 | 661.7204 | 0 | 1177.7913 | 0 | 0
Biomass | ES | 229.5903 | 1640.5831 | 1325.3755 | 0 | 1204.0081 | 0 | 1624.964 | 0 | 0 | 0 | 0 | 0 | 1723.5923 | 0 | 1479.4524 | 1341.0179 | 0 | 1307.3597 | 0 | 0 | 1513.1789 | 0 | 0 | 421.6724 | 0 | 0 | 1632.9648 | 0 | 1549.5138 | 0
Biomass | FI | 0 | 0 | 0 | 0 | 0 | 0 | 1750.7941 | 1298.0924 | 647.9113 | 0 | 0 | 0 | 0 | 0 | 0 | 0 | 1026.3112 | 0 | 852.1634 | 0 | 0 | 1000 | 1430.7808 | 0 | 0 | 505.8293 | 0 | 0 | 0 | 0
Biomass | FR | 0 | 1462.5037 | 300 | 0 | 350 | 1630.3314 | 500 | 1789.5085 | 0 | 1000 | 0 | 2201.0868 | 1577.9893 | 1838.3882 | 1284.4863 | 1000 | 0 | 1087.0487 | 0 | 1809.0939 | 1285.6613 | 2702.3606 | 2000.6021 | 560.6101 | 2252.616 | 2623.5487 | 1472.1386 | 1879.0772 | 600 | 0
Biomass | GR | 2201.0868 | 1188.0095 | 0 | 453.9526 | 0 | 1334.1031 | 1662.6623 | 0 | 0 | 0 | 0 | 0 | 859.9849 | 947.6451 | 0 | 1007.1001 | 0 | 0 | 0 | 521.1589 | 0 | 0 | 1480.0861 | 0 | 772.5959 | 0 | 1031.6187 | 1109.6122 | 0 | 868
Biomass | HR | 1577.9893 | 332.2684 | 1075.0709 | 753.1646 | 662.9393 | 528.6274 | 809.2732 | 1294.228 | 0 | 1723.5923 | 0 | 859.9849 | 0 | 331.4899 | 0 | 427.9887 | 1262.6509 | 938.1052 | 0 | 339.14 | 1129.394 | 0 | 818.1714 | 0 | 677.0909 | 1974.1875 | 171.9292 | 470.5961 | 0 | 0
Biomass | HU | 1838.3882 | 400.5937 | 1146.0452 | 671.1761 | 850.8725 | 415.8727 | 790.1337 | 1171.9395 | 0 | 0 | 0 | 947.6451 | 331.4899 | 0 | 0 | 755.2569 | 961.2257 | 1025.1109 | 1141.827 | 486.5098 | 1144.4013 | 0 | 551.7191 | 0 | 452.3566 | 1745.8481 | 369.9722 | 171.6497 | 0 | 0
Biomass | IE | 1284.4863 | 0 | 924.1353 | 0 | 0 | 0 | 1286.0923 | 1213.4345 | 0 | 1479.4524 | 0 | 0 | 0 | 0 | 0 | 0 | 0 | 1057.1666 | 0 | 0 | 932.2647 | 1780.1607 | 0 | 0 | 0 | 0 | 0 | 0 | 363.8529 | 0
Biomass | IT | 1223.6412 | 557.6926 | 1040.2243 | 1075.51 | 540.0073 | 812.4252 | 934.1527 | 1472.5555 | 0 | 1341.0179 | 0 | 1007.1001 | 427.9887 | 755.2569 | 0 | 0 | 0 | 903.0787 | 0 | 586.6637 | 1161.05 | 0 | 1174.6629 | 0 | 1082.6258 | 2245.49 | 429.9455 | 874.1071 | 1673.8377 | 0
Biomass | LT | 0 | 1094.8375 | 0 | 0 | 0 | 850.9002 | 1015.3315 | 873.0123 | 384.4682 | 0 | 1026.3112 | 0 | 1262.6509 | 961.2257 | 0 | 0 | 0 | 0 | 180.6077 | 0 | 1249.6982 | 1153.0141 | 464.5177 | 0 | 1059.2944 | 923.2309 | 1207.0469 | 797.0529 | 0 | 0
Biomass | LU | 1087.0487 | 640.3193 | 140.4027 | 0 | 367.0235 | 665.2372 | 339.257 | 737.8086 | 0 | 1307.3597 | 0 | 0 | 938.1052 | 1025.1109 | 1057.1666 | 903.0787 | 0 | 0 | 0 | 0 | 279.5369 | 1703.3396 | 969.4541 | 0 | 0 | 1586.2881 | 767.7284 | 981.1682 | 785.8857 | 0
Biomass | LV | 0 | 1264.264 | 0 | 0 | 0 | 1016.0398 | 1144.5982 | 921.646 | 205.6519 | 0 | 852.1634 | 0 | 0 | 1141.827 | 0 | 0 | 180.6077 | 0 | 0 | 0 | 1345.2498 | 1031.7559 | 636.2024 | 0 | 1225.5033 | 802.012 | 0 | 977.3338 | 0 | 0
Biomass | NL | 1285.6613 | 804.2385 | 192.1985 | 0 | 637.5471 | 738.7061 | 356.1483 | 503.8884 | 0 | 1513.1789 | 0 | 0 | 1129.394 | 1144.4013 | 932.2647 | 1161.05 | 1249.6982 | 279.5369 | 1345.2498 | 0 | 0 | 1444.2496 | 943.1572 | 0 | 0 | 1343.7475 | 958.0731 | 1060.7454 | 604.0311 | 0
Biomass | NO | 2702.3606 | 0 | 1636.143 | 0 | 0 | 1641.9988 | 1503.6343 | 700 | 884.9993 | 0 | 1000 | 0 | 0 | 0 | 1780.1607 | 0 | 1153.0141 | 1703.3396 | 1031.7559 | 0 | 1444.2496 | 0 | 1408.5356 | 0 | 0 | 230.3183 | 0 | 0 | 1492.311 | 0
Biomass | NONEU_Balkan | 1809.0939 | 667.2874 | 0 | 489.5097 | 978.2023 | 829.3759 | 1143.0905 | 0 | 0 | 0 | 0 | 521.1589 | 339.14 | 486.5098 | 0 | 586.6637 | 0 | 0 | 0 | 0 | 0 | 0 | 1038.1279 | 0 | 569.0699 | 0 | 511.0157 | 658.1573 | 0 | 0
Biomass | PL | 2000.6021 | 630.3583 | 1037.5299 | 1129.6862 | 1001.5313 | 390.1777 | 633.8734 | 745.4993 | 825.4325 | 0 | 1430.7808 | 1480.0861 | 818.1714 | 551.7191 | 0 | 1174.6629 | 464.5177 | 969.4541 | 636.2024 | 1038.1279 | 943.1572 | 1408.5356 | 0 | 0 | 809.1617 | 1196.527 | 746.5326 | 380.2114 | 1502.6294 | 0
Biomass | PT | 560.6101 | 0 | 0 | 0 | 0 | 0 | 0 | 0 | 0 | 421.6724 | 0 | 0 | 0 | 0 | 0 | 0 | 0 | 0 | 0 | 0 | 0 | 0 | 0 | 0 | 0 | 0 | 0 | 0 | 1672.9315 | 0
Biomass | RO | 2252.616 | 850.7212 | 0 | 343.0327 | 1292.2757 | 842.3713 | 1224.8462 | 1533.4077 | 0 | 0 | 0 | 772.5959 | 677.0909 | 452.3566 | 0 | 1082.6258 | 1059.2944 | 0 | 1225.5033 | 569.0699 | 0 | 0 | 809.1617 | 0 | 0 | 0 | 787.5682 | 523.9151 | 0 | 899
Biomass | SE | 2623.5487 | 1698.7859 | 1535.2615 | 0 | 1857.4129 | 1454.2192 | 1354.2725 | 400 | 661.7204 | 0 | 505.8293 | 0 | 1974.1875 | 1745.8481 | 0 | 2245.49 | 923.2309 | 1586.2881 | 802.012 | 0 | 1343.7475 | 230.3183 | 1196.527 | 0 | 0 | 0 | 1858.1773 | 1575.3717 | 1485.1832 | 0
Biomass | SI | 1472.1386 | 171.2397 | 903.9829 | 908.286 | 511.8414 | 404.3088 | 643.6468 | 1144.1172 | 0 | 1632.9648 | 0 | 1031.6187 | 171.9292 | 369.9722 | 0 | 429.9455 | 1207.0469 | 767.7284 | 0 | 511.0157 | 958.0731 | 0 | 746.5326 | 0 | 787.5682 | 1858.1773 | 0 | 454.5349 | 0 | 0
Biomass | SK | 1879.0772 | 416.6744 | 1089.56 | 797.8963 | 869.3805 | 323.6881 | 705.3003 | 1030.0239 | 1177.7913 | 0 | 0 | 1109.6122 | 470.5961 | 171.6497 | 0 | 874.1071 | 797.0529 | 981.1682 | 977.3338 | 658.1573 | 1060.7454 | 0 | 380.2114 | 0 | 523.9151 | 1575.3717 | 454.5349 | 0 | 0 | 0
Biomass | TR | 0 | 0 | 0 | 428 | 0 | 0 | 0 | 0 | 0 | 0 | 0 | 868 | 0 | 0 | 0 | 0 | 0 | 0 | 0 | 0 | 0 | 0 | 0 | 0 | 899 | 0 | 0 | 0 | 0 | 0
Biomass | UK | 600 | 1399.0173 | 645.5936 | 0 | 1134.7633 | 1341.3758 | 959.5307 | 850.09 | 0 | 1549.5138 | 0 | 0 | 0 | 0 | 363.8529 | 1673.8377 | 0 | 785.8857 | 0 | 0 | 604.0311 | 1492.311 | 1502.6294 | 1672.9315 | 0 | 1485.1832 | 0 | 0 | 0 | 0
Gas_Bio | AT | 1462.5037 | 0 | 770.2368 | 1022.4506 | 456.3566 | 254.8422 | 477.0367 | 973.0303 | 0 | 1640.5831 | 0 | 1188.0095 | 332.2684 | 400.5937 | 0 | 557.6926 | 1094.8375 | 640.3193 | 1264.264 | 667.2874 | 804.2385 | 0 | 630.3583 | 0 | 850.7212 | 1698.7859 | 171.2397 | 416.6744 | 1399.0173 | 0
Gas_Bio | BE | 1099.0231 | 770.2368 | 0 | 0 | 501.3955 | 767.8749 | 406.4957 | 692.1557 | 0 | 1325.3755 | 0 | 0 | 1075.0709 | 1146.0452 | 924.1353 | 1040.2243 | 0 | 140.4027 | 0 | 0 | 192.1985 | 1636.143 | 1037.5299 | 0 | 0 | 1535.2615 | 903.9829 | 1089.56 | 645.5936 | 0
Gas_Bio | BG | 0 | 1022.4506 | 0 | 0 | 1415.4477 | 1087.0459 | 1458.0168 | 0 | 0 | 0 | 0 | 453.9526 | 753.1646 | 671.1761 | 0 | 1075.51 | 0 | 0 | 0 | 489.5097 | 0 | 0 | 1129.6862 | 0 | 343.0327 | 0 | 908.286 | 797.8963 | 0 | 428
Gas_Bio | CH | 1014.3439 | 456.3566 | 501.3955 | 1415.4477 | 0 | 619.8865 | 504.6164 | 1027.0498 | 0 | 1204.0081 | 0 | 0 | 662.9393 | 850.8725 | 0 | 540.0073 | 0 | 367.0235 | 0 | 978.2023 | 637.5471 | 0 | 1001.5313 | 0 | 1292.2757 | 1857.4129 | 511.8414 | 869.3805 | 1134.7633 | 0
Gas_Bio | CZ | 1630.3314 | 254.8422 | 767.8749 | 1087.0459 | 619.8865 | 0 | 382.6283 | 777.7627 | 1194.0515 | 0 | 0 | 1334.1031 | 528.6274 | 415.8727 | 0 | 812.4252 | 850.9002 | 665.2372 | 1016.0398 | 829.3759 | 738.7061 | 1641.9988 | 390.1777 | 0 | 842.3713 | 1454.2192 | 404.3088 | 323.6881 | 1341.3758 | 0
Gas_Bio | DE | 1410.7544 | 477.0367 | 406.4957 | 1458.0168 | 504.6164 | 382.6283 | 0 | 540.4862 | 1281.0399 | 1624.964 | 1750.7941 | 1662.6623 | 809.2732 | 790.1337 | 1286.0923 | 934.1527 | 1015.3315 | 339.257 | 1144.5982 | 1143.0905 | 356.1483 | 1503.6343 | 633.8734 | 0 | 1224.8462 | 1354.2725 | 643.6468 | 705.3003 | 959.5307 | 0
Gas_Bio | DK | 1789.5085 | 973.0303 | 692.1557 | 0 | 1027.0498 | 777.7627 | 540.4862 | 0 | 978.4362 | 0 | 1298.0924 | 0 | 1294.228 | 1171.9395 | 1213.4345 | 1472.5555 | 873.0123 | 737.8086 | 921.646 | 0 | 503.8884 | 700 | 745.4993 | 0 | 1533.4077 | 400 | 1144.1172 | 1030.0239 | 850.09 | 0
Gas_Bio | EE | 0 | 0 | 0 | 0 | 0 | 1194.0515 | 1281.0399 | 978.4362 | 0 | 0 | 647.9113 | 0 | 0 | 0 | 0 | 0 | 384.4682 | 0 | 205.6519 | 0 | 0 | 884.9993 | 825.4325 | 0 | 0 | 661.7204 | 0 | 1177.7913 | 0 | 0
Gas_Bio | ES | 229.5903 | 1640.5831 | 1325.3755 | 0 | 1204.0081 | 0 | 1624.964 | 0 | 0 | 0 | 0 | 0 | 1723.5923 | 0 | 1479.4524 | 1341.0179 | 0 | 1307.3597 | 0 | 0 | 1513.1789 | 0 | 0 | 421.6724 | 0 | 0 | 1632.9648 | 0 | 1549.5138 | 0
Gas_Bio | FI | 0 | 0 | 0 | 0 | 0 | 0 | 1750.7941 | 1298.0924 | 647.9113 | 0 | 0 | 0 | 0 | 0 | 0 | 0 | 1026.3112 | 0 | 852.1634 | 0 | 0 | 1000 | 1430.7808 | 0 | 0 | 505.8293 | 0 | 0 | 0 | 0
Gas_Bio | FR | 0 | 1462.5037 | 300 | 0 | 350 | 1630.3314 | 500 | 1789.5085 | 0 | 1000 | 0 | 2201.0868 | 1577.9893 | 1838.3882 | 1284.4863 | 1000 | 0 | 1087.0487 | 0 | 1809.0939 | 1285.6613 | 2702.3606 | 2000.6021 | 560.6101 | 2252.616 | 2623.5487 | 1472.1386 | 1879.0772 | 600 | 0
Gas_Bio | GR | 2201.0868 | 1188.0095 | 0 | 453.9526 | 0 | 1334.1031 | 1662.6623 | 0 | 0 | 0 | 0 | 0 | 859.9849 | 947.6451 | 0 | 1007.1001 | 0 | 0 | 0 | 521.1589 | 0 | 0 | 1480.0861 | 0 | 772.5959 | 0 | 1031.6187 | 1109.6122 | 0 | 868
Gas_Bio | HR | 1577.9893 | 332.2684 | 1075.0709 | 753.1646 | 662.9393 | 528.6274 | 809.2732 | 1294.228 | 0 | 1723.5923 | 0 | 859.9849 | 0 | 331.4899 | 0 | 427.9887 | 1262.6509 | 938.1052 | 0 | 339.14 | 1129.394 | 0 | 818.1714 | 0 | 677.0909 | 1974.1875 | 171.9292 | 470.5961 | 0 | 0
Gas_Bio | HU | 1838.3882 | 400.5937 | 1146.0452 | 671.1761 | 850.8725 | 415.8727 | 790.1337 | 1171.9395 | 0 | 0 | 0 | 947.6451 | 331.4899 | 0 | 0 | 755.2569 | 961.2257 | 1025.1109 | 1141.827 | 486.5098 | 1144.4013 | 0 | 551.7191 | 0 | 452.3566 | 1745.8481 | 369.9722 | 171.6497 | 0 | 0
Gas_Bio | IE | 1284.4863 | 0 | 924.1353 | 0 | 0 | 0 | 1286.0923 | 1213.4345 | 0 | 1479.4524 | 0 | 0 | 0 | 0 | 0 | 0 | 0 | 1057.1666 | 0 | 0 | 932.2647 | 1780.1607 | 0 | 0 | 0 | 0 | 0 | 0 | 363.8529 | 0
Gas_Bio | IT | 1223.6412 | 557.6926 | 1040.2243 | 1075.51 | 540.0073 | 812.4252 | 934.1527 | 1472.5555 | 0 | 1341.0179 | 0 | 1007.1001 | 427.9887 | 755.2569 | 0 | 0 | 0 | 903.0787 | 0 | 586.6637 | 1161.05 | 0 | 1174.6629 | 0 | 1082.6258 | 2245.49 | 429.9455 | 874.1071 | 1673.8377 | 0
Gas_Bio | LT | 0 | 1094.8375 | 0 | 0 | 0 | 850.9002 | 1015.3315 | 873.0123 | 384.4682 | 0 | 1026.3112 | 0 | 1262.6509 | 961.2257 | 0 | 0 | 0 | 0 | 180.6077 | 0 | 1249.6982 | 1153.0141 | 464.5177 | 0 | 1059.2944 | 923.2309 | 1207.0469 | 797.0529 | 0 | 0
Gas_Bio | LU | 1087.0487 | 640.3193 | 140.4027 | 0 | 367.0235 | 665.2372 | 339.257 | 737.8086 | 0 | 1307.3597 | 0 | 0 | 938.1052 | 1025.1109 | 1057.1666 | 903.0787 | 0 | 0 | 0 | 0 | 279.5369 | 1703.3396 | 969.4541 | 0 | 0 | 1586.2881 | 767.7284 | 981.1682 | 785.8857 | 0
Gas_Bio | LV | 0 | 1264.264 | 0 | 0 | 0 | 1016.0398 | 1144.5982 | 921.646 | 205.6519 | 0 | 852.1634 | 0 | 0 | 1141.827 | 0 | 0 | 180.6077 | 0 | 0 | 0 | 1345.2498 | 1031.7559 | 636.2024 | 0 | 1225.5033 | 802.012 | 0 | 977.3338 | 0 | 0
Gas_Bio | NL | 1285.6613 | 804.2385 | 192.1985 | 0 | 637.5471 | 738.7061 | 356.1483 | 503.8884 | 0 | 1513.1789 | 0 | 0 | 1129.394 | 1144.4013 | 932.2647 | 1161.05 | 1249.6982 | 279.5369 | 1345.2498 | 0 | 0 | 1444.2496 | 943.1572 | 0 | 0 | 1343.7475 | 958.0731 | 1060.7454 | 604.0311 | 0
Gas_Bio | NO | 2702.3606 | 0 | 1636.143 | 0 | 0 | 1641.9988 | 1503.6343 | 700 | 884.9993 | 0 | 1000 | 0 | 0 | 0 | 1780.1607 | 0 | 1153.0141 | 1703.3396 | 1031.7559 | 0 | 1444.2496 | 0 | 1408.5356 | 0 | 0 | 230.3183 | 0 | 0 | 1492.311 | 0
Gas_Bio | NONEU_Balkan | 1809.0939 | 667.2874 | 0 | 489.5097 | 978.2023 | 829.3759 | 1143.0905 | 0 | 0 | 0 | 0 | 521.1589 | 339.14 | 486.5098 | 0 | 586.6637 | 0 | 0 | 0 | 0 | 0 | 0 | 1038.1279 | 0 | 569.0699 | 0 | 511.0157 | 658.1573 | 0 | 0
Gas_Bio | PL | 2000.6021 | 630.3583 | 1037.5299 | 1129.6862 | 1001.5313 | 390.1777 | 633.8734 | 745.4993 | 825.4325 | 0 | 1430.7808 | 1480.0861 | 818.1714 | 551.7191 | 0 | 1174.6629 | 464.5177 | 969.4541 | 636.2024 | 1038.1279 | 943.1572 | 1408.5356 | 0 | 0 | 809.1617 | 1196.527 | 746.5326 | 380.2114 | 1502.6294 | 0
Gas_Bio | PT | 560.6101 | 0 | 0 | 0 | 0 | 0 | 0 | 0 | 0 | 421.6724 | 0 | 0 | 0 | 0 | 0 | 0 | 0 | 0 | 0 | 0 | 0 | 0 | 0 | 0 | 0 | 0 | 0 | 0 | 1672.9315 | 0
Gas_Bio | RO | 2252.616 | 850.7212 | 0 | 343.0327 | 1292.2757 | 842.3713 | 1224.8462 | 1533.4077 | 0 | 0 | 0 | 772.5959 | 677.0909 | 452.3566 | 0 | 1082.6258 | 1059.2944 | 0 | 1225.5033 | 569.0699 | 0 | 0 | 809.1617 | 0 | 0 | 0 | 787.5682 | 523.9151 | 0 | 899
Gas_Bio | SE | 2623.5487 | 1698.7859 | 1535.2615 | 0 | 1857.4129 | 1454.2192 | 1354.2725 | 400 | 661.7204 | 0 | 505.8293 | 0 | 1974.1875 | 1745.8481 | 0 | 2245.49 | 923.2309 | 1586.2881 | 802.012 | 0 | 1343.7475 | 230.3183 | 1196.527 | 0 | 0 | 0 | 1858.1773 | 1575.3717 | 1485.1832 | 0
Gas_Bio | SI | 1472.1386 | 171.2397 | 903.9829 | 908.286 | 511.8414 | 404.3088 | 643.6468 | 1144.1172 | 0 | 1632.9648 | 0 | 1031.6187 | 171.9292 | 369.9722 | 0 | 429.9455 | 1207.0469 | 767.7284 | 0 | 511.0157 | 958.0731 | 0 | 746.5326 | 0 | 787.5682 | 1858.1773 | 0 | 454.5349 | 0 | 0
Gas_Bio | SK | 1879.0772 | 416.6744 | 1089.56 | 797.8963 | 869.3805 | 323.6881 | 705.3003 | 1030.0239 | 1177.7913 | 0 | 0 | 1109.6122 | 470.5961 | 171.6497 | 0 | 874.1071 | 797.0529 | 981.1682 | 977.3338 | 658.1573 | 1060.7454 | 0 | 380.2114 | 0 | 523.9151 | 1575.3717 | 454.5349 | 0 | 0 | 0
Gas_Bio | TR | 0 | 0 | 0 | 428 | 0 | 0 | 0 | 0 | 0 | 0 | 0 | 868 | 0 | 0 | 0 | 0 | 0 | 0 | 0 | 0 | 0 | 0 | 0 | 0 | 899 | 0 | 0 | 0 | 0 | 0
Gas_Bio | UK | 600 | 1399.0173 | 645.5936 | 0 | 1134.7633 | 1341.3758 | 959.5307 | 850.09 | 0 | 1549.5138 | 0 | 0 | 0 | 0 | 363.8529 | 1673.8377 | 0 | 785.8857 | 0 | 0 | 604.0311 | 1492.311 | 1502.6294 | 1672.9315 | 0 | 1485.1832 | 0 | 0 | 0 | 0
Gas_Natural | AT | 1462.5037 | 0 | 770.2368 | 1022.4506 | 456.3566 | 254.8422 | 477.0367 | 973.0303 | 0 | 1640.5831 | 0 | 1188.0095 | 332.2684 | 400.5937 | 0 | 557.6926 | 1094.8375 | 640.3193 | 1264.264 | 667.2874 | 804.2385 | 0 | 630.3583 | 0 | 850.7212 | 1698.7859 | 171.2397 | 416.6744 | 1399.0173 | 0
Gas_Natural | BE | 1099.0231 | 770.2368 | 0 | 0 | 501.3955 | 767.8749 | 406.4957 | 692.1557 | 0 | 1325.3755 | 0 | 0 | 1075.0709 | 1146.0452 | 924.1353 | 1040.2243 | 0 | 140.4027 | 0 | 0 | 192.1985 | 1636.143 | 1037.5299 | 0 | 0 | 1535.2615 | 903.9829 | 1089.56 | 645.5936 | 0
Gas_Natural | BG | 0 | 1022.4506 | 0 | 0 | 1415.4477 | 1087.0459 | 1458.0168 | 0 | 0 | 0 | 0 | 453.9526 | 753.1646 | 671.1761 | 0 | 1075.51 | 0 | 0 | 0 | 489.5097 | 0 | 0 | 1129.6862 | 0 | 343.0327 | 0 | 908.286 | 797.8963 | 0 | 428
Gas_Natural | CH | 1014.3439 | 456.3566 | 501.3955 | 1415.4477 | 0 | 619.8865 | 504.6164 | 1027.0498 | 0 | 1204.0081 | 0 | 0 | 662.9393 | 850.8725 | 0 | 540.0073 | 0 | 367.0235 | 0 | 978.2023 | 637.5471 | 0 | 1001.5313 | 0 | 1292.2757 | 1857.4129 | 511.8414 | 869.3805 | 1134.7633 | 0
Gas_Natural | CZ | 1630.3314 | 254.8422 | 767.8749 | 1087.0459 | 619.8865 | 0 | 382.6283 | 777.7627 | 1194.0515 | 0 | 0 | 1334.1031 | 528.6274 | 415.8727 | 0 | 812.4252 | 850.9002 | 665.2372 | 1016.0398 | 829.3759 | 738.7061 | 1641.9988 | 390.1777 | 0 | 842.3713 | 1454.2192 | 404.3088 | 323.6881 | 1341.3758 | 0
Gas_Natural | DE | 1410.7544 | 477.0367 | 406.4957 | 1458.0168 | 504.6164 | 382.6283 | 0 | 540.4862 | 1281.0399 | 1624.964 | 1750.7941 | 1662.6623 | 809.2732 | 790.1337 | 1286.0923 | 934.1527 | 1015.3315 | 339.257 | 1144.5982 | 1143.0905 | 356.1483 | 1503.6343 | 633.8734 | 0 | 1224.8462 | 1354.2725 | 643.6468 | 705.3003 | 959.5307 | 0
Gas_Natural | DK | 1789.5085 | 973.0303 | 692.1557 | 0 | 1027.0498 | 777.7627 | 540.4862 | 0 | 978.4362 | 0 | 1298.0924 | 0 | 1294.228 | 1171.9395 | 1213.4345 | 1472.5555 | 873.0123 | 737.8086 | 921.646 | 0 | 503.8884 | 700 | 745.4993 | 0 | 1533.4077 | 400 | 1144.1172 | 1030.0239 | 850.09 | 0
Gas_Natural | EE | 0 | 0 | 0 | 0 | 0 | 1194.0515 | 1281.0399 | 978.4362 | 0 | 0 | 647.9113 | 0 | 0 | 0 | 0 | 0 | 384.4682 | 0 | 205.6519 | 0 | 0 | 884.9993 | 825.4325 | 0 | 0 | 661.7204 | 0 | 1177.7913 | 0 | 0
Gas_Natural | ES | 229.5903 | 1640.5831 | 1325.3755 | 0 | 1204.0081 | 0 | 1624.964 | 0 | 0 | 0 | 0 | 0 | 1723.5923 | 0 | 1479.4524 | 1341.0179 | 0 | 1307.3597 | 0 | 0 | 1513.1789 | 0 | 0 | 421.6724 | 0 | 0 | 1632.9648 | 0 | 1549.5138 | 0
Gas_Natural | FI | 0 | 0 | 0 | 0 | 0 | 0 | 1750.7941 | 1298.0924 | 647.9113 | 0 | 0 | 0 | 0 | 0 | 0 | 0 | 1026.3112 | 0 | 852.1634 | 0 | 0 | 1000 | 1430.7808 | 0 | 0 | 505.8293 | 0 | 0 | 0 | 0
Gas_Natural | FR | 0 | 1462.5037 | 300 | 0 | 350 | 1630.3314 | 500 | 1789.5085 | 0 | 1000 | 0 | 2201.0868 | 1577.9893 | 1838.3882 | 1284.4863 | 1000 | 0 | 1087.0487 | 0 | 1809.0939 | 1285.6613 | 2702.3606 | 2000.6021 | 560.6101 | 2252.616 | 2623.5487 | 1472.1386 | 1879.0772 | 600 | 0
Gas_Natural | GR | 2201.0868 | 1188.0095 | 0 | 453.9526 | 0 | 1334.1031 | 1662.6623 | 0 | 0 | 0 | 0 | 0 | 859.9849 | 947.6451 | 0 | 1007.1001 | 0 | 0 | 0 | 521.1589 | 0 | 0 | 1480.0861 | 0 | 772.5959 | 0 | 1031.6187 | 1109.6122 | 0 | 868
Gas_Natural | HR | 1577.9893 | 332.2684 | 1075.0709 | 753.1646 | 662.9393 | 528.6274 | 809.2732 | 1294.228 | 0 | 1723.5923 | 0 | 859.9849 | 0 | 331.4899 | 0 | 427.9887 | 1262.6509 | 938.1052 | 0 | 339.14 | 1129.394 | 0 | 818.1714 | 0 | 677.0909 | 1974.1875 | 171.9292 | 470.5961 | 0 | 0
Gas_Natural | HU | 1838.3882 | 400.5937 | 1146.0452 | 671.1761 | 850.8725 | 415.8727 | 790.1337 | 1171.9395 | 0 | 0 | 0 | 947.6451 | 331.4899 | 0 | 0 | 755.2569 | 961.2257 | 1025.1109 | 1141.827 | 486.5098 | 1144.4013 | 0 | 551.7191 | 0 | 452.3566 | 1745.8481 | 369.9722 | 171.6497 | 0 | 0
Gas_Natural | IE | 1284.4863 | 0 | 924.1353 | 0 | 0 | 0 | 1286.0923 | 1213.4345 | 0 | 1479.4524 | 0 | 0 | 0 | 0 | 0 | 0 | 0 | 1057.1666 | 0 | 0 | 932.2647 | 1780.1607 | 0 | 0 | 0 | 0 | 0 | 0 | 363.8529 | 0
Gas_Natural | IT | 1223.6412 | 557.6926 | 1040.2243 | 1075.51 | 540.0073 | 812.4252 | 934.1527 | 1472.5555 | 0 | 1341.0179 | 0 | 1007.1001 | 427.9887 | 755.2569 | 0 | 0 | 0 | 903.0787 | 0 | 586.6637 | 1161.05 | 0 | 1174.6629 | 0 | 1082.6258 | 2245.49 | 429.9455 | 874.1071 | 1673.8377 | 0
Gas_Natural | LT | 0 | 1094.8375 | 0 | 0 | 0 | 850.9002 | 1015.3315 | 873.0123 | 384.4682 | 0 | 1026.3112 | 0 | 1262.6509 | 961.2257 | 0 | 0 | 0 | 0 | 180.6077 | 0 | 1249.6982 | 1153.0141 | 464.5177 | 0 | 1059.2944 | 923.2309 | 1207.0469 | 797.0529 | 0 | 0
Gas_Natural | LU | 1087.0487 | 640.3193 | 140.4027 | 0 | 367.0235 | 665.2372 | 339.257 | 737.8086 | 0 | 1307.3597 | 0 | 0 | 938.1052 | 1025.1109 | 1057.1666 | 903.0787 | 0 | 0 | 0 | 0 | 279.5369 | 1703.3396 | 969.4541 | 0 | 0 | 1586.2881 | 767.7284 | 981.1682 | 785.8857 | 0
Gas_Natural | LV | 0 | 1264.264 | 0 | 0 | 0 | 1016.0398 | 1144.5982 | 921.646 | 205.6519 | 0 | 852.1634 | 0 | 0 | 1141.827 | 0 | 0 | 180.6077 | 0 | 0 | 0 | 1345.2498 | 1031.7559 | 636.2024 | 0 | 1225.5033 | 802.012 | 0 | 977.3338 | 0 | 0
Gas_Natural | NL | 1285.6613 | 804.2385 | 192.1985 | 0 | 637.5471 | 738.7061 | 356.1483 | 503.8884 | 0 | 1513.1789 | 0 | 0 | 1129.394 | 1144.4013 | 932.2647 | 1161.05 | 1249.6982 | 279.5369 | 1345.2498 | 0 | 0 | 1444.2496 | 943.1572 | 0 | 0 | 1343.7475 | 958.0731 | 1060.7454 | 604.0311 | 0
Gas_Natural | NO | 2702.3606 | 0 | 1636.143 | 0 | 0 | 1641.9988 | 1503.6343 | 700 | 884.9993 | 0 | 1000 | 0 | 0 | 0 | 1780.1607 | 0 | 1153.0141 | 1703.3396 | 1031.7559 | 0 | 1444.2496 | 0 | 1408.5356 | 0 | 0 | 230.3183 | 0 | 0 | 1492.311 | 0
Gas_Natural | NONEU_Balkan | 1809.0939 | 667.2874 | 0 | 489.5097 | 978.2023 | 829.3759 | 1143.0905 | 0 | 0 | 0 | 0 | 521.1589 | 339.14 | 486.5098 | 0 | 586.6637 | 0 | 0 | 0 | 0 | 0 | 0 | 1038.1279 | 0 | 569.0699 | 0 | 511.0157 | 658.1573 | 0 | 0
Gas_Natural | PL | 2000.6021 | 630.3583 | 1037.5299 | 1129.6862 | 1001.5313 | 390.1777 | 633.8734 | 745.4993 | 825.4325 | 0 | 1430.7808 | 1480.0861 | 818.1714 | 551.7191 | 0 | 1174.6629 | 464.5177 | 969.4541 | 636.2024 | 1038.1279 | 943.1572 | 1408.5356 | 0 | 0 | 809.1617 | 1196.527 | 746.5326 | 380.2114 | 1502.6294 | 0
Gas_Natural | PT | 560.6101 | 0 | 0 | 0 | 0 | 0 | 0 | 0 | 0 | 421.6724 | 0 | 0 | 0 | 0 | 0 | 0 | 0 | 0 | 0 | 0 | 0 | 0 | 0 | 0 | 0 | 0 | 0 | 0 | 1672.9315 | 0
Gas_Natural | RO | 2252.616 | 850.7212 | 0 | 343.0327 | 1292.2757 | 842.3713 | 1224.8462 | 1533.4077 | 0 | 0 | 0 | 772.5959 | 677.0909 | 452.3566 | 0 | 1082.6258 | 1059.2944 | 0 | 1225.5033 | 569.0699 | 0 | 0 | 809.1617 | 0 | 0 | 0 | 787.5682 | 523.9151 | 0 | 899
Gas_Natural | SE | 2623.5487 | 1698.7859 | 1535.2615 | 0 | 1857.4129 | 1454.2192 | 1354.2725 | 400 | 661.7204 | 0 | 505.8293 | 0 | 1974.1875 | 1745.8481 | 0 | 2245.49 | 923.2309 | 1586.2881 | 802.012 | 0 | 1343.7475 | 230.3183 | 1196.527 | 0 | 0 | 0 | 1858.1773 | 1575.3717 | 1485.1832 | 0
Gas_Natural | SI | 1472.1386 | 171.2397 | 903.9829 | 908.286 | 511.8414 | 404.3088 | 643.6468 | 1144.1172 | 0 | 1632.9648 | 0 | 1031.6187 | 171.9292 | 369.9722 | 0 | 429.9455 | 1207.0469 | 767.7284 | 0 | 511.0157 | 958.0731 | 0 | 746.5326 | 0 | 787.5682 | 1858.1773 | 0 | 454.5349 | 0 | 0
Gas_Natural | SK | 1879.0772 | 416.6744 | 1089.56 | 797.8963 | 869.3805 | 323.6881 | 705.3003 | 1030.0239 | 1177.7913 | 0 | 0 | 1109.6122 | 470.5961 | 171.6497 | 0 | 874.1071 | 797.0529 | 981.1682 | 977.3338 | 658.1573 | 1060.7454 | 0 | 380.2114 | 0 | 523.9151 | 1575.3717 | 454.5349 | 0 | 0 | 0
Gas_Natural | TR | 0 | 0 | 0 | 428 | 0 | 0 | 0 | 0 | 0 | 0 | 0 | 868 | 0 | 0 | 0 | 0 | 0 | 0 | 0 | 0 | 0 | 0 | 0 | 0 | 899 | 0 | 0 | 0 | 0 | 0
Gas_Natural | UK | 600 | 1399.0173 | 645.5936 | 0 | 1134.7633 | 1341.3758 | 959.5307 | 850.09 | 0 | 1549.5138 | 0 | 0 | 0 | 0 | 363.8529 | 1673.8377 | 0 | 785.8857 | 0 | 0 | 604.0311 | 1492.311 | 1502.6294 | 1672.9315 | 0 | 1485.1832 | 0 | 0 | 0 | 0
Gas_Synth | AT | 1462.5037 | 0 | 770.2368 | 1022.4506 | 456.3566 | 254.8422 | 477.0367 | 973.0303 | 0 | 1640.5831 | 0 | 1188.0095 | 332.2684 | 400.5937 | 0 | 557.6926 | 1094.8375 | 640.3193 | 1264.264 | 667.2874 | 804.2385 | 0 | 630.3583 | 0 | 850.7212 | 1698.7859 | 171.2397 | 416.6744 | 1399.0173 | 0
Gas_Synth | BE | 1099.0231 | 770.2368 | 0 | 0 | 501.3955 | 767.8749 | 406.4957 | 692.1557 | 0 | 1325.3755 | 0 | 0 | 1075.0709 | 1146.0452 | 924.1353 | 1040.2243 | 0 | 140.4027 | 0 | 0 | 192.1985 | 1636.143 | 1037.5299 | 0 | 0 | 1535.2615 | 903.9829 | 1089.56 | 645.5936 | 0
Gas_Synth | BG | 0 | 1022.4506 | 0 | 0 | 1415.4477 | 1087.0459 | 1458.0168 | 0 | 0 | 0 | 0 | 453.9526 | 753.1646 | 671.1761 | 0 | 1075.51 | 0 | 0 | 0 | 489.5097 | 0 | 0 | 1129.6862 | 0 | 343.0327 | 0 | 908.286 | 797.8963 | 0 | 428
Gas_Synth | CH | 1014.3439 | 456.3566 | 501.3955 | 1415.4477 | 0 | 619.8865 | 504.6164 | 1027.0498 | 0 | 1204.0081 | 0 | 0 | 662.9393 | 850.8725 | 0 | 540.0073 | 0 | 367.0235 | 0 | 978.2023 | 637.5471 | 0 | 1001.5313 | 0 | 1292.2757 | 1857.4129 | 511.8414 | 869.3805 | 1134.7633 | 0
Gas_Synth | CZ | 1630.3314 | 254.8422 | 767.8749 | 1087.0459 | 619.8865 | 0 | 382.6283 | 777.7627 | 1194.0515 | 0 | 0 | 1334.1031 | 528.6274 | 415.8727 | 0 | 812.4252 | 850.9002 | 665.2372 | 1016.0398 | 829.3759 | 738.7061 | 1641.9988 | 390.1777 | 0 | 842.3713 | 1454.2192 | 404.3088 | 323.6881 | 1341.3758 | 0
Gas_Synth | DE | 1410.7544 | 477.0367 | 406.4957 | 1458.0168 | 504.6164 | 382.6283 | 0 | 540.4862 | 1281.0399 | 1624.964 | 1750.7941 | 1662.6623 | 809.2732 | 790.1337 | 1286.0923 | 934.1527 | 1015.3315 | 339.257 | 1144.5982 | 1143.0905 | 356.1483 | 1503.6343 | 633.8734 | 0 | 1224.8462 | 1354.2725 | 643.6468 | 705.3003 | 959.5307 | 0
Gas_Synth | DK | 1789.5085 | 973.0303 | 692.1557 | 0 | 1027.0498 | 777.7627 | 540.4862 | 0 | 978.4362 | 0 | 1298.0924 | 0 | 1294.228 | 1171.9395 | 1213.4345 | 1472.5555 | 873.0123 | 737.8086 | 921.646 | 0 | 503.8884 | 700 | 745.4993 | 0 | 1533.4077 | 400 | 1144.1172 | 1030.0239 | 850.09 | 0
Gas_Synth | EE | 0 | 0 | 0 | 0 | 0 | 1194.0515 | 1281.0399 | 978.4362 | 0 | 0 | 647.9113 | 0 | 0 | 0 | 0 | 0 | 384.4682 | 0 | 205.6519 | 0 | 0 | 884.9993 | 825.4325 | 0 | 0 | 661.7204 | 0 | 1177.7913 | 0 | 0
Gas_Synth | ES | 229.5903 | 1640.5831 | 1325.3755 | 0 | 1204.0081 | 0 | 1624.964 | 0 | 0 | 0 | 0 | 0 | 1723.5923 | 0 | 1479.4524 | 1341.0179 | 0 | 1307.3597 | 0 | 0 | 1513.1789 | 0 | 0 | 421.6724 | 0 | 0 | 1632.9648 | 0 | 1549.5138 | 0
Gas_Synth | FI | 0 | 0 | 0 | 0 | 0 | 0 | 1750.7941 | 1298.0924 | 647.9113 | 0 | 0 | 0 | 0 | 0 | 0 | 0 | 1026.3112 | 0 | 852.1634 | 0 | 0 | 1000 | 1430.7808 | 0 | 0 | 505.8293 | 0 | 0 | 0 | 0
Gas_Synth | FR | 0 | 1462.5037 | 300 | 0 | 350 | 1630.3314 | 500 | 1789.5085 | 0 | 1000 | 0 | 2201.0868 | 1577.9893 | 1838.3882 | 1284.4863 | 1000 | 0 | 1087.0487 | 0 | 1809.0939 | 1285.6613 | 2702.3606 | 2000.6021 | 560.6101 | 2252.616 | 2623.5487 | 1472.1386 | 1879.0772 | 600 | 0
Gas_Synth | GR | 2201.0868 | 1188.0095 | 0 | 453.9526 | 0 | 1334.1031 | 1662.6623 | 0 | 0 | 0 | 0 | 0 | 859.9849 | 947.6451 | 0 | 1007.1001 | 0 | 0 | 0 | 521.1589 | 0 | 0 | 1480.0861 | 0 | 772.5959 | 0 | 1031.6187 | 1109.6122 | 0 | 868
Gas_Synth | HR | 1577.9893 | 332.2684 | 1075.0709 | 753.1646 | 662.9393 | 528.6274 | 809.2732 | 1294.228 | 0 | 1723.5923 | 0 | 859.9849 | 0 | 331.4899 | 0 | 427.9887 | 1262.6509 | 938.1052 | 0 | 339.14 | 1129.394 | 0 | 818.1714 | 0 | 677.0909 | 1974.1875 | 171.9292 | 470.5961 | 0 | 0
Gas_Synth | HU | 1838.3882 | 400.5937 | 1146.0452 | 671.1761 | 850.8725 | 415.8727 | 790.1337 | 1171.9395 | 0 | 0 | 0 | 947.6451 | 331.4899 | 0 | 0 | 755.2569 | 961.2257 | 1025.1109 | 1141.827 | 486.5098 | 1144.4013 | 0 | 551.7191 | 0 | 452.3566 | 1745.8481 | 369.9722 | 171.6497 | 0 | 0
Gas_Synth | IE | 1284.4863 | 0 | 924.1353 | 0 | 0 | 0 | 1286.0923 | 1213.4345 | 0 | 1479.4524 | 0 | 0 | 0 | 0 | 0 | 0 | 0 | 1057.1666 | 0 | 0 | 932.2647 | 1780.1607 | 0 | 0 | 0 | 0 | 0 | 0 | 363.8529 | 0
Gas_Synth | IT | 1223.6412 | 557.6926 | 1040.2243 | 1075.51 | 540.0073 | 812.4252 | 934.1527 | 1472.5555 | 0 | 1341.0179 | 0 | 1007.1001 | 427.9887 | 755.2569 | 0 | 0 | 0 | 903.0787 | 0 | 586.6637 | 1161.05 | 0 | 1174.6629 | 0 | 1082.6258 | 2245.49 | 429.9455 | 874.1071 | 1673.8377 | 0
Gas_Synth | LT | 0 | 1094.8375 | 0 | 0 | 0 | 850.9002 | 1015.3315 | 873.0123 | 384.4682 | 0 | 1026.3112 | 0 | 1262.6509 | 961.2257 | 0 | 0 | 0 | 0 | 180.6077 | 0 | 1249.6982 | 1153.0141 | 464.5177 | 0 | 1059.2944 | 923.2309 | 1207.0469 | 797.0529 | 0 | 0
Gas_Synth | LU | 1087.0487 | 640.3193 | 140.4027 | 0 | 367.0235 | 665.2372 | 339.257 | 737.8086 | 0 | 1307.3597 | 0 | 0 | 938.1052 | 1025.1109 | 1057.1666 | 903.0787 | 0 | 0 | 0 | 0 | 279.5369 | 1703.3396 | 969.4541 | 0 | 0 | 1586.2881 | 767.7284 | 981.1682 | 785.8857 | 0
Gas_Synth | LV | 0 | 1264.264 | 0 | 0 | 0 | 1016.0398 | 1144.5982 | 921.646 | 205.6519 | 0 | 852.1634 | 0 | 0 | 1141.827 | 0 | 0 | 180.6077 | 0 | 0 | 0 | 1345.2498 | 1031.7559 | 636.2024 | 0 | 1225.5033 | 802.012 | 0 | 977.3338 | 0 | 0
Gas_Synth | NL | 1285.6613 | 804.2385 | 192.1985 | 0 | 637.5471 | 738.7061 | 356.1483 | 503.8884 | 0 | 1513.1789 | 0 | 0 | 1129.394 | 1144.4013 | 932.2647 | 1161.05 | 1249.6982 | 279.5369 | 1345.2498 | 0 | 0 | 1444.2496 | 943.1572 | 0 | 0 | 1343.7475 | 958.0731 | 1060.7454 | 604.0311 | 0
Gas_Synth | NO | 2702.3606 | 0 | 1636.143 | 0 | 0 | 1641.9988 | 1503.6343 | 700 | 884.9993 | 0 | 1000 | 0 | 0 | 0 | 1780.1607 | 0 | 1153.0141 | 1703.3396 | 1031.7559 | 0 | 1444.2496 | 0 | 1408.5356 | 0 | 0 | 230.3183 | 0 | 0 | 1492.311 | 0
Gas_Synth | NONEU_Balkan | 1809.0939 | 667.2874 | 0 | 489.5097 | 978.2023 | 829.3759 | 1143.0905 | 0 | 0 | 0 | 0 | 521.1589 | 339.14 | 486.5098 | 0 | 586.6637 | 0 | 0 | 0 | 0 | 0 | 0 | 1038.1279 | 0 | 569.0699 | 0 | 511.0157 | 658.1573 | 0 | 0
Gas_Synth | PL | 2000.6021 | 630.3583 | 1037.5299 | 1129.6862 | 1001.5313 | 390.1777 | 633.8734 | 745.4993 | 825.4325 | 0 | 1430.7808 | 1480.0861 | 818.1714 | 551.7191 | 0 | 1174.6629 | 464.5177 | 969.4541 | 636.2024 | 1038.1279 | 943.1572 | 1408.5356 | 0 | 0 | 809.1617 | 1196.527 | 746.5326 | 380.2114 | 1502.6294 | 0
Gas_Synth | PT | 560.6101 | 0 | 0 | 0 | 0 | 0 | 0 | 0 | 0 | 421.6724 | 0 | 0 | 0 | 0 | 0 | 0 | 0 | 0 | 0 | 0 | 0 | 0 | 0 | 0 | 0 | 0 | 0 | 0 | 1672.9315 | 0
Gas_Synth | RO | 2252.616 | 850.7212 | 0 | 343.0327 | 1292.2757 | 842.3713 | 1224.8462 | 1533.4077 | 0 | 0 | 0 | 772.5959 | 677.0909 | 452.3566 | 0 | 1082.6258 | 1059.2944 | 0 | 1225.5033 | 569.0699 | 0 | 0 | 809.1617 | 0 | 0 | 0 | 787.5682 | 523.9151 | 0 | 899
Gas_Synth | SE | 2623.5487 | 1698.7859 | 1535.2615 | 0 | 1857.4129 | 1454.2192 | 1354.2725 | 400 | 661.7204 | 0 | 505.8293 | 0 | 1974.1875 | 1745.8481 | 0 | 2245.49 | 923.2309 | 1586.2881 | 802.012 | 0 | 1343.7475 | 230.3183 | 1196.527 | 0 | 0 | 0 | 1858.1773 | 1575.3717 | 1485.1832 | 0
Gas_Synth | SI | 1472.1386 | 171.2397 | 903.9829 | 908.286 | 511.8414 | 404.3088 | 643.6468 | 1144.1172 | 0 | 1632.9648 | 0 | 1031.6187 | 171.9292 | 369.9722 | 0 | 429.9455 | 1207.0469 | 767.7284 | 0 | 511.0157 | 958.0731 | 0 | 746.5326 | 0 | 787.5682 | 1858.1773 | 0 | 454.5349 | 0 | 0
Gas_Synth | SK | 1879.0772 | 416.6744 | 1089.56 | 797.8963 | 869.3805 | 323.6881 | 705.3003 | 1030.0239 | 1177.7913 | 0 | 0 | 1109.6122 | 470.5961 | 171.6497 | 0 | 874.1071 | 797.0529 | 981.1682 | 977.3338 | 658.1573 | 1060.7454 | 0 | 380.2114 | 0 | 523.9151 | 1575.3717 | 454.5349 | 0 | 0 | 0
Gas_Synth | TR | 0 | 0 | 0 | 428 | 0 | 0 | 0 | 0 | 0 | 0 | 0 | 868 | 0 | 0 | 0 | 0 | 0 | 0 | 0 | 0 | 0 | 0 | 0 | 0 | 899 | 0 | 0 | 0 | 0 | 0
Gas_Synth | UK | 600 | 1399.0173 | 645.5936 | 0 | 1134.7633 | 1341.3758 | 959.5307 | 850.09 | 0 | 1549.5138 | 0 | 0 | 0 | 0 | 363.8529 | 1673.8377 | 0 | 785.8857 | 0 | 0 | 604.0311 | 1492.311 | 1502.6294 | 1672.9315 | 0 | 1485.1832 | 0 | 0 | 0 | 0
H2 | AT | 1462.5037 | 0 | 770.2368 | 1022.4506 | 456.3566 | 254.8422 | 477.0367 | 973.0303 | 0 | 1640.5831 | 0 | 1188.0095 | 332.2684 | 400.5937 | 0 | 557.6926 | 1094.8375 | 640.3193 | 1264.264 | 667.2874 | 804.2385 | 0 | 630.3583 | 0 | 850.7212 | 1698.7859 | 171.2397 | 416.6744 | 1399.0173 | 0
H2 | BE | 1099.0231 | 770.2368 | 0 | 0 | 501.3955 | 767.8749 | 406.4957 | 692.1557 | 0 | 1325.3755 | 0 | 0 | 1075.0709 | 1146.0452 | 924.1353 | 1040.2243 | 0 | 140.4027 | 0 | 0 | 192.1985 | 1636.143 | 1037.5299 | 0 | 0 | 1535.2615 | 903.9829 | 1089.56 | 645.5936 | 0
H2 | BG | 0 | 1022.4506 | 0 | 0 | 1415.4477 | 1087.0459 | 1458.0168 | 0 | 0 | 0 | 0 | 453.9526 | 753.1646 | 671.1761 | 0 | 1075.51 | 0 | 0 | 0 | 489.5097 | 0 | 0 | 1129.6862 | 0 | 343.0327 | 0 | 908.286 | 797.8963 | 0 | 428
H2 | CH | 1014.3439 | 456.3566 | 501.3955 | 1415.4477 | 0 | 619.8865 | 504.6164 | 1027.0498 | 0 | 1204.0081 | 0 | 0 | 662.9393 | 850.8725 | 0 | 540.0073 | 0 | 367.0235 | 0 | 978.2023 | 637.5471 | 0 | 1001.5313 | 0 | 1292.2757 | 1857.4129 | 511.8414 | 869.3805 | 1134.7633 | 0
H2 | CZ | 1630.3314 | 254.8422 | 767.8749 | 1087.0459 | 619.8865 | 0 | 382.6283 | 777.7627 | 1194.0515 | 0 | 0 | 1334.1031 | 528.6274 | 415.8727 | 0 | 812.4252 | 850.9002 | 665.2372 | 1016.0398 | 829.3759 | 738.7061 | 1641.9988 | 390.1777 | 0 | 842.3713 | 1454.2192 | 404.3088 | 323.6881 | 1341.3758 | 0
H2 | DE | 1410.7544 | 477.0367 | 406.4957 | 1458.0168 | 504.6164 | 382.6283 | 0 | 540.4862 | 1281.0399 | 1624.964 | 1750.7941 | 1662.6623 | 809.2732 | 790.1337 | 1286.0923 | 934.1527 | 1015.3315 | 339.257 | 1144.5982 | 1143.0905 | 356.1483 | 1503.6343 | 633.8734 | 0 | 1224.8462 | 1354.2725 | 643.6468 | 705.3003 | 959.5307 | 0
H2 | DK | 1789.5085 | 973.0303 | 692.1557 | 0 | 1027.0498 | 777.7627 | 540.4862 | 0 | 978.4362 | 0 | 1298.0924 | 0 | 1294.228 | 1171.9395 | 1213.4345 | 1472.5555 | 873.0123 | 737.8086 | 921.646 | 0 | 503.8884 | 700 | 745.4993 | 0 | 1533.4077 | 400 | 1144.1172 | 1030.0239 | 850.09 | 0
H2 | EE | 0 | 0 | 0 | 0 | 0 | 1194.0515 | 1281.0399 | 978.4362 | 0 | 0 | 647.9113 | 0 | 0 | 0 | 0 | 0 | 384.4682 | 0 | 205.6519 | 0 | 0 | 884.9993 | 825.4325 | 0 | 0 | 661.7204 | 0 | 1177.7913 | 0 | 0
H2 | ES | 229.5903 | 1640.5831 | 1325.3755 | 0 | 1204.0081 | 0 | 1624.964 | 0 | 0 | 0 | 0 | 0 | 1723.5923 | 0 | 1479.4524 | 1341.0179 | 0 | 1307.3597 | 0 | 0 | 1513.1789 | 0 | 0 | 421.6724 | 0 | 0 | 1632.9648 | 0 | 1549.5138 | 0
H2 | FI | 0 | 0 | 0 | 0 | 0 | 0 | 1750.7941 | 1298.0924 | 647.9113 | 0 | 0 | 0 | 0 | 0 | 0 | 0 | 1026.3112 | 0 | 852.1634 | 0 | 0 | 1000 | 1430.7808 | 0 | 0 | 505.8293 | 0 | 0 | 0 | 0
H2 | FR | 0 | 1462.5037 | 300 | 0 | 350 | 1630.3314 | 500 | 1789.5085 | 0 | 1000 | 0 | 2201.0868 | 1577.9893 | 1838.3882 | 1284.4863 | 1000 | 0 | 1087.0487 | 0 | 1809.0939 | 1285.6613 | 2702.3606 | 2000.6021 | 560.6101 | 2252.616 | 2623.5487 | 1472.1386 | 1879.0772 | 600 | 0
H2 | GR | 2201.0868 | 1188.0095 | 0 | 453.9526 | 0 | 1334.1031 | 1662.6623 | 0 | 0 | 0 | 0 | 0 | 859.9849 | 947.6451 | 0 | 1007.1001 | 0 | 0 | 0 | 521.1589 | 0 | 0 | 1480.0861 | 0 | 772.5959 | 0 | 1031.6187 | 1109.6122 | 0 | 868
H2 | HR | 1577.9893 | 332.2684 | 1075.0709 | 753.1646 | 662.9393 | 528.6274 | 809.2732 | 1294.228 | 0 | 1723.5923 | 0 | 859.9849 | 0 | 331.4899 | 0 | 427.9887 | 1262.6509 | 938.1052 | 0 | 339.14 | 1129.394 | 0 | 818.1714 | 0 | 677.0909 | 1974.1875 | 171.9292 | 470.5961 | 0 | 0
H2 | HU | 1838.3882 | 400.5937 | 1146.0452 | 671.1761 | 850.8725 | 415.8727 | 790.1337 | 1171.9395 | 0 | 0 | 0 | 947.6451 | 331.4899 | 0 | 0 | 755.2569 | 961.2257 | 1025.1109 | 1141.827 | 486.5098 | 1144.4013 | 0 | 551.7191 | 0 | 452.3566 | 1745.8481 | 369.9722 | 171.6497 | 0 | 0
H2 | IE | 1284.4863 | 0 | 924.1353 | 0 | 0 | 0 | 1286.0923 | 1213.4345 | 0 | 1479.4524 | 0 | 0 | 0 | 0 | 0 | 0 | 0 | 1057.1666 | 0 | 0 | 932.2647 | 1780.1607 | 0 | 0 | 0 | 0 | 0 | 0 | 363.8529 | 0
H2 | IT | 1223.6412 | 557.6926 | 1040.2243 | 1075.51 | 540.0073 | 812.4252 | 934.1527 | 1472.5555 | 0 | 1341.0179 | 0 | 1007.1001 | 427.9887 | 755.2569 | 0 | 0 | 0 | 903.0787 | 0 | 586.6637 | 1161.05 | 0 | 1174.6629 | 0 | 1082.6258 | 2245.49 | 429.9455 | 874.1071 | 1673.8377 | 0
H2 | LT | 0 | 1094.8375 | 0 | 0 | 0 | 850.9002 | 1015.3315 | 873.0123 | 384.4682 | 0 | 1026.3112 | 0 | 1262.6509 | 961.2257 | 0 | 0 | 0 | 0 | 180.6077 | 0 | 1249.6982 | 1153.0141 | 464.5177 | 0 | 1059.2944 | 923.2309 | 1207.0469 | 797.0529 | 0 | 0
H2 | LU | 1087.0487 | 640.3193 | 140.4027 | 0 | 367.0235 | 665.2372 | 339.257 | 737.8086 | 0 | 1307.3597 | 0 | 0 | 938.1052 | 1025.1109 | 1057.1666 | 903.0787 | 0 | 0 | 0 | 0 | 279.5369 | 1703.3396 | 969.4541 | 0 | 0 | 1586.2881 | 767.7284 | 981.1682 | 785.8857 | 0
H2 | LV | 0 | 1264.264 | 0 | 0 | 0 | 1016.0398 | 1144.5982 | 921.646 | 205.6519 | 0 | 852.1634 | 0 | 0 | 1141.827 | 0 | 0 | 180.6077 | 0 | 0 | 0 | 1345.2498 | 1031.7559 | 636.2024 | 0 | 1225.5033 | 802.012 | 0 | 977.3338 | 0 | 0
H2 | NL | 1285.6613 | 804.2385 | 192.1985 | 0 | 637.5471 | 738.7061 | 356.1483 | 503.8884 | 0 | 1513.1789 | 0 | 0 | 1129.394 | 1144.4013 | 932.2647 | 1161.05 | 1249.6982 | 279.5369 | 1345.2498 | 0 | 0 | 1444.2496 | 943.1572 | 0 | 0 | 1343.7475 | 958.0731 | 1060.7454 | 604.0311 | 0
H2 | NO | 2702.3606 | 0 | 1636.143 | 0 | 0 | 1641.9988 | 1503.6343 | 700 | 884.9993 | 0 | 1000 | 0 | 0 | 0 | 1780.1607 | 0 | 1153.0141 | 1703.3396 | 1031.7559 | 0 | 1444.2496 | 0 | 1408.5356 | 0 | 0 | 230.3183 | 0 | 0 | 1492.311 | 0
H2 | NONEU_Balkan | 1809.0939 | 667.2874 | 0 | 489.5097 | 978.2023 | 829.3759 | 1143.0905 | 0 | 0 | 0 | 0 | 521.1589 | 339.14 | 486.5098 | 0 | 586.6637 | 0 | 0 | 0 | 0 | 0 | 0 | 1038.1279 | 0 | 569.0699 | 0 | 511.0157 | 658.1573 | 0 | 0
H2 | PL | 2000.6021 | 630.3583 | 1037.5299 | 1129.6862 | 1001.5313 | 390.1777 | 633.8734 | 745.4993 | 825.4325 | 0 | 1430.7808 | 1480.0861 | 818.1714 | 551.7191 | 0 | 1174.6629 | 464.5177 | 969.4541 | 636.2024 | 1038.1279 | 943.1572 | 1408.5356 | 0 | 0 | 809.1617 | 1196.527 | 746.5326 | 380.2114 | 1502.6294 | 0
H2 | PT | 560.6101 | 0 | 0 | 0 | 0 | 0 | 0 | 0 | 0 | 421.6724 | 0 | 0 | 0 | 0 | 0 | 0 | 0 | 0 | 0 | 0 | 0 | 0 | 0 | 0 | 0 | 0 | 0 | 0 | 1672.9315 | 0
H2 | RO | 2252.616 | 850.7212 | 0 | 343.0327 | 1292.2757 | 842.3713 | 1224.8462 | 1533.4077 | 0 | 0 | 0 | 772.5959 | 677.0909 | 452.3566 | 0 | 1082.6258 | 1059.2944 | 0 | 1225.5033 | 569.0699 | 0 | 0 | 809.1617 | 0 | 0 | 0 | 787.5682 | 523.9151 | 0 | 899
H2 | SE | 2623.5487 | 1698.7859 | 1535.2615 | 0 | 1857.4129 | 1454.2192 | 1354.2725 | 400 | 661.7204 | 0 | 505.8293 | 0 | 1974.1875 | 1745.8481 | 0 | 2245.49 | 923.2309 | 1586.2881 | 802.012 | 0 | 1343.7475 | 230.3183 | 1196.527 | 0 | 0 | 0 | 1858.1773 | 1575.3717 | 1485.1832 | 0
H2 | SI | 1472.1386 | 171.2397 | 903.9829 | 908.286 | 511.8414 | 404.3088 | 643.6468 | 1144.1172 | 0 | 1632.9648 | 0 | 1031.6187 | 171.9292 | 369.9722 | 0 | 429.9455 | 1207.0469 | 767.7284 | 0 | 511.0157 | 958.0731 | 0 | 746.5326 | 0 | 787.5682 | 1858.1773 | 0 | 454.5349 | 0 | 0
H2 | SK | 1879.0772 | 416.6744 | 1089.56 | 797.8963 | 869.3805 | 323.6881 | 705.3003 | 1030.0239 | 1177.7913 | 0 | 0 | 1109.6122 | 470.5961 | 171.6497 | 0 | 874.1071 | 797.0529 | 981.1682 | 977.3338 | 658.1573 | 1060.7454 | 0 | 380.2114 | 0 | 523.9151 | 1575.3717 | 454.5349 | 0 | 0 | 0
H2 | TR | 0 | 0 | 0 | 428 | 0 | 0 | 0 | 0 | 0 | 0 | 0 | 868 | 0 | 0 | 0 | 0 | 0 | 0 | 0 | 0 | 0 | 0 | 0 | 0 | 899 | 0 | 0 | 0 | 0 | 0
H2 | UK | 600 | 1399.0173 | 645.5936 | 0 | 1134.7633 | 1341.3758 | 959.5307 | 850.09 | 0 | 1549.5138 | 0 | 0 | 0 | 0 | 363.8529 | 1673.8377 | 0 | 785.8857 | 0 | 0 | 604.0311 | 1492.311 | 1502.6294 | 1672.9315 | 0 | 1485.1832 | 0 | 0 | 0 | 0
Hardcoal | AT | 1462.5037 | 0 | 770.2368 | 1022.4506 | 456.3566 | 254.8422 | 477.0367 | 973.0303 | 0 | 1640.5831 | 0 | 1188.0095 | 332.2684 | 400.5937 | 0 | 557.6926 | 1094.8375 | 640.3193 | 1264.264 | 667.2874 | 804.2385 | 0 | 630.3583 | 0 | 850.7212 | 1698.7859 | 171.2397 | 416.6744 | 1399.0173 | 0
Hardcoal | BE | 1099.0231 | 770.2368 | 0 | 0 | 501.3955 | 767.8749 | 406.4957 | 692.1557 | 0 | 1325.3755 | 0 | 0 | 1075.0709 | 1146.0452 | 924.1353 | 1040.2243 | 0 | 140.4027 | 0 | 0 | 192.1985 | 1636.143 | 1037.5299 | 0 | 0 | 1535.2615 | 903.9829 | 1089.56 | 645.5936 | 0
Hardcoal | BG | 0 | 1022.4506 | 0 | 0 | 1415.4477 | 1087.0459 | 1458.0168 | 0 | 0 | 0 | 0 | 453.9526 | 753.1646 | 671.1761 | 0 | 1075.51 | 0 | 0 | 0 | 489.5097 | 0 | 0 | 1129.6862 | 0 | 343.0327 | 0 | 908.286 | 797.8963 | 0 | 428
Hardcoal | CH | 1014.3439 | 456.3566 | 501.3955 | 1415.4477 | 0 | 619.8865 | 504.6164 | 1027.0498 | 0 | 1204.0081 | 0 | 0 | 662.9393 | 850.8725 | 0 | 540.0073 | 0 | 367.0235 | 0 | 978.2023 | 637.5471 | 0 | 1001.5313 | 0 | 1292.2757 | 1857.4129 | 511.8414 | 869.3805 | 1134.7633 | 0
Hardcoal | CZ | 1630.3314 | 254.8422 | 767.8749 | 1087.0459 | 619.8865 | 0 | 382.6283 | 777.7627 | 1194.0515 | 0 | 0 | 1334.1031 | 528.6274 | 415.8727 | 0 | 812.4252 | 850.9002 | 665.2372 | 1016.0398 | 829.3759 | 738.7061 | 1641.9988 | 390.1777 | 0 | 842.3713 | 1454.2192 | 404.3088 | 323.6881 | 1341.3758 | 0
Hardcoal | DE | 1410.7544 | 477.0367 | 406.4957 | 1458.0168 | 504.6164 | 382.6283 | 0 | 540.4862 | 1281.0399 | 1624.964 | 1750.7941 | 1662.6623 | 809.2732 | 790.1337 | 1286.0923 | 934.1527 | 1015.3315 | 339.257 | 1144.5982 | 1143.0905 | 356.1483 | 1503.6343 | 633.8734 | 0 | 1224.8462 | 1354.2725 | 643.6468 | 705.3003 | 959.5307 | 0
Hardcoal | DK | 1789.5085 | 973.0303 | 692.1557 | 0 | 1027.0498 | 777.7627 | 540.4862 | 0 | 978.4362 | 0 | 1298.0924 | 0 | 1294.228 | 1171.9395 | 1213.4345 | 1472.5555 | 873.0123 | 737.8086 | 921.646 | 0 | 503.8884 | 700 | 745.4993 | 0 | 1533.4077 | 400 | 1144.1172 | 1030.0239 | 850.09 | 0
Hardcoal | EE | 0 | 0 | 0 | 0 | 0 | 1194.0515 | 1281.0399 | 978.4362 | 0 | 0 | 647.9113 | 0 | 0 | 0 | 0 | 0 | 384.4682 | 0 | 205.6519 | 0 | 0 | 884.9993 | 825.4325 | 0 | 0 | 661.7204 | 0 | 1177.7913 | 0 | 0
Hardcoal | ES | 229.5903 | 1640.5831 | 1325.3755 | 0 | 1204.0081 | 0 | 1624.964 | 0 | 0 | 0 | 0 | 0 | 1723.5923 | 0 | 1479.4524 | 1341.0179 | 0 | 1307.3597 | 0 | 0 | 1513.1789 | 0 | 0 | 421.6724 | 0 | 0 | 1632.9648 | 0 | 1549.5138 | 0
Hardcoal | FI | 0 | 0 | 0 | 0 | 0 | 0 | 1750.7941 | 1298.0924 | 647.9113 | 0 | 0 | 0 | 0 | 0 | 0 | 0 | 1026.3112 | 0 | 852.1634 | 0 | 0 | 1000 | 1430.7808 | 0 | 0 | 505.8293 | 0 | 0 | 0 | 0
Hardcoal | FR | 0 | 1462.5037 | 300 | 0 | 350 | 1630.3314 | 500 | 1789.5085 | 0 | 1000 | 0 | 2201.0868 | 1577.9893 | 1838.3882 | 1284.4863 | 1000 | 0 | 1087.0487 | 0 | 1809.0939 | 1285.6613 | 2702.3606 | 2000.6021 | 560.6101 | 2252.616 | 2623.5487 | 1472.1386 | 1879.0772 | 600 | 0
Hardcoal | GR | 2201.0868 | 1188.0095 | 0 | 453.9526 | 0 | 1334.1031 | 1662.6623 | 0 | 0 | 0 | 0 | 0 | 859.9849 | 947.6451 | 0 | 1007.1001 | 0 | 0 | 0 | 521.1589 | 0 | 0 | 1480.0861 | 0 | 772.5959 | 0 | 1031.6187 | 1109.6122 | 0 | 868
Hardcoal | HR | 1577.9893 | 332.2684 | 1075.0709 | 753.1646 | 662.9393 | 528.6274 | 809.2732 | 1294.228 | 0 | 1723.5923 | 0 | 859.9849 | 0 | 331.4899 | 0 | 427.9887 | 1262.6509 | 938.1052 | 0 | 339.14 | 1129.394 | 0 | 818.1714 | 0 | 677.0909 | 1974.1875 | 171.9292 | 470.5961 | 0 | 0
Hardcoal | HU | 1838.3882 | 400.5937 | 1146.0452 | 671.1761 | 850.8725 | 415.8727 | 790.1337 | 1171.9395 | 0 | 0 | 0 | 947.6451 | 331.4899 | 0 | 0 | 755.2569 | 961.2257 | 1025.1109 | 1141.827 | 486.5098 | 1144.4013 | 0 | 551.7191 | 0 | 452.3566 | 1745.8481 | 369.9722 | 171.6497 | 0 | 0
Hardcoal | IE | 1284.4863 | 0 | 924.1353 | 0 | 0 | 0 | 1286.0923 | 1213.4345 | 0 | 1479.4524 | 0 | 0 | 0 | 0 | 0 | 0 | 0 | 1057.1666 | 0 | 0 | 932.2647 | 1780.1607 | 0 | 0 | 0 | 0 | 0 | 0 | 363.8529 | 0
Hardcoal | IT | 1223.6412 | 557.6926 | 1040.2243 | 1075.51 | 540.0073 | 812.4252 | 934.1527 | 1472.5555 | 0 | 1341.0179 | 0 | 1007.1001 | 427.9887 | 755.2569 | 0 | 0 | 0 | 903.0787 | 0 | 586.6637 | 1161.05 | 0 | 1174.6629 | 0 | 1082.6258 | 2245.49 | 429.9455 | 874.1071 | 1673.8377 | 0
Hardcoal | LT | 0 | 1094.8375 | 0 | 0 | 0 | 850.9002 | 1015.3315 | 873.0123 | 384.4682 | 0 | 1026.3112 | 0 | 1262.6509 | 961.2257 | 0 | 0 | 0 | 0 | 180.6077 | 0 | 1249.6982 | 1153.0141 | 464.5177 | 0 | 1059.2944 | 923.2309 | 1207.0469 | 797.0529 | 0 | 0
Hardcoal | LU | 1087.0487 | 640.3193 | 140.4027 | 0 | 367.0235 | 665.2372 | 339.257 | 737.8086 | 0 | 1307.3597 | 0 | 0 | 938.1052 | 1025.1109 | 1057.1666 | 903.0787 | 0 | 0 | 0 | 0 | 279.5369 | 1703.3396 | 969.4541 | 0 | 0 | 1586.2881 | 767.7284 | 981.1682 | 785.8857 | 0
Hardcoal | LV | 0 | 1264.264 | 0 | 0 | 0 | 1016.0398 | 1144.5982 | 921.646 | 205.6519 | 0 | 852.1634 | 0 | 0 | 1141.827 | 0 | 0 | 180.6077 | 0 | 0 | 0 | 1345.2498 | 1031.7559 | 636.2024 | 0 | 1225.5033 | 802.012 | 0 | 977.3338 | 0 | 0
Hardcoal | NL | 1285.6613 | 804.2385 | 192.1985 | 0 | 637.5471 | 738.7061 | 356.1483 | 503.8884 | 0 | 1513.1789 | 0 | 0 | 1129.394 | 1144.4013 | 932.2647 | 1161.05 | 1249.6982 | 279.5369 | 1345.2498 | 0 | 0 | 1444.2496 | 943.1572 | 0 | 0 | 1343.7475 | 958.0731 | 1060.7454 | 604.0311 | 0
Hardcoal | NO | 2702.3606 | 0 | 1636.143 | 0 | 0 | 1641.9988 | 1503.6343 | 700 | 884.9993 | 0 | 1000 | 0 | 0 | 0 | 1780.1607 | 0 | 1153.0141 | 1703.3396 | 1031.7559 | 0 | 1444.2496 | 0 | 1408.5356 | 0 | 0 | 230.3183 | 0 | 0 | 1492.311 | 0
Hardcoal | NONEU_Balkan | 1809.0939 | 667.2874 | 0 | 489.5097 | 978.2023 | 829.3759 | 1143.0905 | 0 | 0 | 0 | 0 | 521.1589 | 339.14 | 486.5098 | 0 | 586.6637 | 0 | 0 | 0 | 0 | 0 | 0 | 1038.1279 | 0 | 569.0699 | 0 | 511.0157 | 658.1573 | 0 | 0
Hardcoal | PL | 2000.6021 | 630.3583 | 1037.5299 | 1129.6862 | 1001.5313 | 390.1777 | 633.8734 | 745.4993 | 825.4325 | 0 | 1430.7808 | 1480.0861 | 818.1714 | 551.7191 | 0 | 1174.6629 | 464.5177 | 969.4541 | 636.2024 | 1038.1279 | 943.1572 | 1408.5356 | 0 | 0 | 809.1617 | 1196.527 | 746.5326 | 380.2114 | 1502.6294 | 0
Hardcoal | PT | 560.6101 | 0 | 0 | 0 | 0 | 0 | 0 | 0 | 0 | 421.6724 | 0 | 0 | 0 | 0 | 0 | 0 | 0 | 0 | 0 | 0 | 0 | 0 | 0 | 0 | 0 | 0 | 0 | 0 | 1672.9315 | 0
Hardcoal | RO | 2252.616 | 850.7212 | 0 | 343.0327 | 1292.2757 | 842.3713 | 1224.8462 | 1533.4077 | 0 | 0 | 0 | 772.5959 | 677.0909 | 452.3566 | 0 | 1082.6258 | 1059.2944 | 0 | 1225.5033 | 569.0699 | 0 | 0 | 809.1617 | 0 | 0 | 0 | 787.5682 | 523.9151 | 0 | 899
Hardcoal | SE | 2623.5487 | 1698.7859 | 1535.2615 | 0 | 1857.4129 | 1454.2192 | 1354.2725 | 400 | 661.7204 | 0 | 505.8293 | 0 | 1974.1875 | 1745.8481 | 0 | 2245.49 | 923.2309 | 1586.2881 | 802.012 | 0 | 1343.7475 | 230.3183 | 1196.527 | 0 | 0 | 0 | 1858.1773 | 1575.3717 | 1485.1832 | 0
Hardcoal | SI | 1472.1386 | 171.2397 | 903.9829 | 908.286 | 511.8414 | 404.3088 | 643.6468 | 1144.1172 | 0 | 1632.9648 | 0 | 1031.6187 | 171.9292 | 369.9722 | 0 | 429.9455 | 1207.0469 | 767.7284 | 0 | 511.0157 | 958.0731 | 0 | 746.5326 | 0 | 787.5682 | 1858.1773 | 0 | 454.5349 | 0 | 0
Hardcoal | SK | 1879.0772 | 416.6744 | 1089.56 | 797.8963 | 869.3805 | 323.6881 | 705.3003 | 1030.0239 | 1177.7913 | 0 | 0 | 1109.6122 | 470.5961 | 171.6497 | 0 | 874.1071 | 797.0529 | 981.1682 | 977.3338 | 658.1573 | 1060.7454 | 0 | 380.2114 | 0 | 523.9151 | 1575.3717 | 454.5349 | 0 | 0 | 0
Hardcoal | TR | 0 | 0 | 0 | 428 | 0 | 0 | 0 | 0 | 0 | 0 | 0 | 868 | 0 | 0 | 0 | 0 | 0 | 0 | 0 | 0 | 0 | 0 | 0 | 0 | 899 | 0 | 0 | 0 | 0 | 0
Hardcoal | UK | 600 | 1399.0173 | 645.5936 | 0 | 1134.7633 | 1341.3758 | 959.5307 | 850.09 | 0 | 1549.5138 | 0 | 0 | 0 | 0 | 363.8529 | 1673.8377 | 0 | 785.8857 | 0 | 0 | 604.0311 | 1492.311 | 1502.6294 | 1672.9315 | 0 | 1485.1832 | 0 | 0 | 0 | 0
LBG | AT | 1462.5037 | 0 | 770.2368 | 1022.4506 | 456.3566 | 254.8422 | 477.0367 | 973.0303 | 0 | 1640.5831 | 0 | 1188.0095 | 332.2684 | 400.5937 | 0 | 557.6926 | 1094.8375 | 640.3193 | 1264.264 | 667.2874 | 804.2385 | 0 | 630.3583 | 0 | 850.7212 | 1698.7859 | 171.2397 | 416.6744 | 1399.0173 | 0
LBG | BE | 1099.0231 | 770.2368 | 0 | 0 | 501.3955 | 767.8749 | 406.4957 | 692.1557 | 0 | 1325.3755 | 0 | 0 | 1075.0709 | 1146.0452 | 924.1353 | 1040.2243 | 0 | 140.4027 | 0 | 0 | 192.1985 | 1636.143 | 1037.5299 | 0 | 0 | 1535.2615 | 903.9829 | 1089.56 | 645.5936 | 0
LBG | BG | 0 | 1022.4506 | 0 | 0 | 1415.4477 | 1087.0459 | 1458.0168 | 0 | 0 | 0 | 0 | 453.9526 | 753.1646 | 671.1761 | 0 | 1075.51 | 0 | 0 | 0 | 489.5097 | 0 | 0 | 1129.6862 | 0 | 343.0327 | 0 | 908.286 | 797.8963 | 0 | 428
LBG | CH | 1014.3439 | 456.3566 | 501.3955 | 1415.4477 | 0 | 619.8865 | 504.6164 | 1027.0498 | 0 | 1204.0081 | 0 | 0 | 662.9393 | 850.8725 | 0 | 540.0073 | 0 | 367.0235 | 0 | 978.2023 | 637.5471 | 0 | 1001.5313 | 0 | 1292.2757 | 1857.4129 | 511.8414 | 869.3805 | 1134.7633 | 0
LBG | CZ | 1630.3314 | 254.8422 | 767.8749 | 1087.0459 | 619.8865 | 0 | 382.6283 | 777.7627 | 1194.0515 | 0 | 0 | 1334.1031 | 528.6274 | 415.8727 | 0 | 812.4252 | 850.9002 | 665.2372 | 1016.0398 | 829.3759 | 738.7061 | 1641.9988 | 390.1777 | 0 | 842.3713 | 1454.2192 | 404.3088 | 323.6881 | 1341.3758 | 0
LBG | DE | 1410.7544 | 477.0367 | 406.4957 | 1458.0168 | 504.6164 | 382.6283 | 0 | 540.4862 | 1281.0399 | 1624.964 | 1750.7941 | 1662.6623 | 809.2732 | 790.1337 | 1286.0923 | 934.1527 | 1015.3315 | 339.257 | 1144.5982 | 1143.0905 | 356.1483 | 1503.6343 | 633.8734 | 0 | 1224.8462 | 1354.2725 | 643.6468 | 705.3003 | 959.5307 | 0
LBG | DK | 1789.5085 | 973.0303 | 692.1557 | 0 | 1027.0498 | 777.7627 | 540.4862 | 0 | 978.4362 | 0 | 1298.0924 | 0 | 1294.228 | 1171.9395 | 1213.4345 | 1472.5555 | 873.0123 | 737.8086 | 921.646 | 0 | 503.8884 | 700 | 745.4993 | 0 | 1533.4077 | 400 | 1144.1172 | 1030.0239 | 850.09 | 0
LBG | EE | 0 | 0 | 0 | 0 | 0 | 1194.0515 | 1281.0399 | 978.4362 | 0 | 0 | 647.9113 | 0 | 0 | 0 | 0 | 0 | 384.4682 | 0 | 205.6519 | 0 | 0 | 884.9993 | 825.4325 | 0 | 0 | 661.7204 | 0 | 1177.7913 | 0 | 0
LBG | ES | 229.5903 | 1640.5831 | 1325.3755 | 0 | 1204.0081 | 0 | 1624.964 | 0 | 0 | 0 | 0 | 0 | 1723.5923 | 0 | 1479.4524 | 1341.0179 | 0 | 1307.3597 | 0 | 0 | 1513.1789 | 0 | 0 | 421.6724 | 0 | 0 | 1632.9648 | 0 | 1549.5138 | 0
LBG | FI | 0 | 0 | 0 | 0 | 0 | 0 | 1750.7941 | 1298.0924 | 647.9113 | 0 | 0 | 0 | 0 | 0 | 0 | 0 | 1026.3112 | 0 | 852.1634 | 0 | 0 | 1000 | 1430.7808 | 0 | 0 | 505.8293 | 0 | 0 | 0 | 0
LBG | FR | 0 | 1462.5037 | 300 | 0 | 350 | 1630.3314 | 500 | 1789.5085 | 0 | 1000 | 0 | 2201.0868 | 1577.9893 | 1838.3882 | 1284.4863 | 1000 | 0 | 1087.0487 | 0 | 1809.0939 | 1285.6613 | 2702.3606 | 2000.6021 | 560.6101 | 2252.616 | 2623.5487 | 1472.1386 | 1879.0772 | 600 | 0
LBG | GR | 2201.0868 | 1188.0095 | 0 | 453.9526 | 0 | 1334.1031 | 1662.6623 | 0 | 0 | 0 | 0 | 0 | 859.9849 | 947.6451 | 0 | 1007.1001 | 0 | 0 | 0 | 521.1589 | 0 | 0 | 1480.0861 | 0 | 772.5959 | 0 | 1031.6187 | 1109.6122 | 0 | 868
LBG | HR | 1577.9893 | 332.2684 | 1075.0709 | 753.1646 | 662.9393 | 528.6274 | 809.2732 | 1294.228 | 0 | 1723.5923 | 0 | 859.9849 | 0 | 331.4899 | 0 | 427.9887 | 1262.6509 | 938.1052 | 0 | 339.14 | 1129.394 | 0 | 818.1714 | 0 | 677.0909 | 1974.1875 | 171.9292 | 470.5961 | 0 | 0
LBG | HU | 1838.3882 | 400.5937 | 1146.0452 | 671.1761 | 850.8725 | 415.8727 | 790.1337 | 1171.9395 | 0 | 0 | 0 | 947.6451 | 331.4899 | 0 | 0 | 755.2569 | 961.2257 | 1025.1109 | 1141.827 | 486.5098 | 1144.4013 | 0 | 551.7191 | 0 | 452.3566 | 1745.8481 | 369.9722 | 171.6497 | 0 | 0
LBG | IE | 1284.4863 | 0 | 924.1353 | 0 | 0 | 0 | 1286.0923 | 1213.4345 | 0 | 1479.4524 | 0 | 0 | 0 | 0 | 0 | 0 | 0 | 1057.1666 | 0 | 0 | 932.2647 | 1780.1607 | 0 | 0 | 0 | 0 | 0 | 0 | 363.8529 | 0
LBG | IT | 1223.6412 | 557.6926 | 1040.2243 | 1075.51 | 540.0073 | 812.4252 | 934.1527 | 1472.5555 | 0 | 1341.0179 | 0 | 1007.1001 | 427.9887 | 755.2569 | 0 | 0 | 0 | 903.0787 | 0 | 586.6637 | 1161.05 | 0 | 1174.6629 | 0 | 1082.6258 | 2245.49 | 429.9455 | 874.1071 | 1673.8377 | 0
LBG | LT | 0 | 1094.8375 | 0 | 0 | 0 | 850.9002 | 1015.3315 | 873.0123 | 384.4682 | 0 | 1026.3112 | 0 | 1262.6509 | 961.2257 | 0 | 0 | 0 | 0 | 180.6077 | 0 | 1249.6982 | 1153.0141 | 464.5177 | 0 | 1059.2944 | 923.2309 | 1207.0469 | 797.0529 | 0 | 0
LBG | LU | 1087.0487 | 640.3193 | 140.4027 | 0 | 367.0235 | 665.2372 | 339.257 | 737.8086 | 0 | 1307.3597 | 0 | 0 | 938.1052 | 1025.1109 | 1057.1666 | 903.0787 | 0 | 0 | 0 | 0 | 279.5369 | 1703.3396 | 969.4541 | 0 | 0 | 1586.2881 | 767.7284 | 981.1682 | 785.8857 | 0
LBG | LV | 0 | 1264.264 | 0 | 0 | 0 | 1016.0398 | 1144.5982 | 921.646 | 205.6519 | 0 | 852.1634 | 0 | 0 | 1141.827 | 0 | 0 | 180.6077 | 0 | 0 | 0 | 1345.2498 | 1031.7559 | 636.2024 | 0 | 1225.5033 | 802.012 | 0 | 977.3338 | 0 | 0
LBG | NL | 1285.6613 | 804.2385 | 192.1985 | 0 | 637.5471 | 738.7061 | 356.1483 | 503.8884 | 0 | 1513.1789 | 0 | 0 | 1129.394 | 1144.4013 | 932.2647 | 1161.05 | 1249.6982 | 279.5369 | 1345.2498 | 0 | 0 | 1444.2496 | 943.1572 | 0 | 0 | 1343.7475 | 958.0731 | 1060.7454 | 604.0311 | 0
LBG | NO | 2702.3606 | 0 | 1636.143 | 0 | 0 | 1641.9988 | 1503.6343 | 700 | 884.9993 | 0 | 1000 | 0 | 0 | 0 | 1780.1607 | 0 | 1153.0141 | 1703.3396 | 1031.7559 | 0 | 1444.2496 | 0 | 1408.5356 | 0 | 0 | 230.3183 | 0 | 0 | 1492.311 | 0
LBG | NONEU_Balkan | 1809.0939 | 667.2874 | 0 | 489.5097 | 978.2023 | 829.3759 | 1143.0905 | 0 | 0 | 0 | 0 | 521.1589 | 339.14 | 486.5098 | 0 | 586.6637 | 0 | 0 | 0 | 0 | 0 | 0 | 1038.1279 | 0 | 569.0699 | 0 | 511.0157 | 658.1573 | 0 | 0
LBG | PL | 2000.6021 | 630.3583 | 1037.5299 | 1129.6862 | 1001.5313 | 390.1777 | 633.8734 | 745.4993 | 825.4325 | 0 | 1430.7808 | 1480.0861 | 818.1714 | 551.7191 | 0 | 1174.6629 | 464.5177 | 969.4541 | 636.2024 | 1038.1279 | 943.1572 | 1408.5356 | 0 | 0 | 809.1617 | 1196.527 | 746.5326 | 380.2114 | 1502.6294 | 0
LBG | PT | 560.6101 | 0 | 0 | 0 | 0 | 0 | 0 | 0 | 0 | 421.6724 | 0 | 0 | 0 | 0 | 0 | 0 | 0 | 0 | 0 | 0 | 0 | 0 | 0 | 0 | 0 | 0 | 0 | 0 | 1672.9315 | 0
LBG | RO | 2252.616 | 850.7212 | 0 | 343.0327 | 1292.2757 | 842.3713 | 1224.8462 | 1533.4077 | 0 | 0 | 0 | 772.5959 | 677.0909 | 452.3566 | 0 | 1082.6258 | 1059.2944 | 0 | 1225.5033 | 569.0699 | 0 | 0 | 809.1617 | 0 | 0 | 0 | 787.5682 | 523.9151 | 0 | 899
LBG | SE | 2623.5487 | 1698.7859 | 1535.2615 | 0 | 1857.4129 | 1454.2192 | 1354.2725 | 400 | 661.7204 | 0 | 505.8293 | 0 | 1974.1875 | 1745.8481 | 0 | 2245.49 | 923.2309 | 1586.2881 | 802.012 | 0 | 1343.7475 | 230.3183 | 1196.527 | 0 | 0 | 0 | 1858.1773 | 1575.3717 | 1485.1832 | 0
LBG | SI | 1472.1386 | 171.2397 | 903.9829 | 908.286 | 511.8414 | 404.3088 | 643.6468 | 1144.1172 | 0 | 1632.9648 | 0 | 1031.6187 | 171.9292 | 369.9722 | 0 | 429.9455 | 1207.0469 | 767.7284 | 0 | 511.0157 | 958.0731 | 0 | 746.5326 | 0 | 787.5682 | 1858.1773 | 0 | 454.5349 | 0 | 0
LBG | SK | 1879.0772 | 416.6744 | 1089.56 | 797.8963 | 869.3805 | 323.6881 | 705.3003 | 1030.0239 | 1177.7913 | 0 | 0 | 1109.6122 | 470.5961 | 171.6497 | 0 | 874.1071 | 797.0529 | 981.1682 | 977.3338 | 658.1573 | 1060.7454 | 0 | 380.2114 | 0 | 523.9151 | 1575.3717 | 454.5349 | 0 | 0 | 0
LBG | TR | 0 | 0 | 0 | 428 | 0 | 0 | 0 | 0 | 0 | 0 | 0 | 868 | 0 | 0 | 0 | 0 | 0 | 0 | 0 | 0 | 0 | 0 | 0 | 0 | 899 | 0 | 0 | 0 | 0 | 0
LBG | UK | 600 | 1399.0173 | 645.5936 | 0 | 1134.7633 | 1341.3758 | 959.5307 | 850.09 | 0 | 1549.5138 | 0 | 0 | 0 | 0 | 363.8529 | 1673.8377 | 0 | 785.8857 | 0 | 0 | 604.0311 | 1492.311 | 1502.6294 | 1672.9315 | 0 | 1485.1832 | 0 | 0 | 0 | 0
LH2 | AT | 1462.5037 | 0 | 770.2368 | 1022.4506 | 456.3566 | 254.8422 | 477.0367 | 973.0303 | 0 | 1640.5831 | 0 | 1188.0095 | 332.2684 | 400.5937 | 0 | 557.6926 | 1094.8375 | 640.3193 | 1264.264 | 667.2874 | 804.2385 | 0 | 630.3583 | 0 | 850.7212 | 1698.7859 | 171.2397 | 416.6744 | 1399.0173 | 0
LH2 | BE | 1099.0231 | 770.2368 | 0 | 0 | 501.3955 | 767.8749 | 406.4957 | 692.1557 | 0 | 1325.3755 | 0 | 0 | 1075.0709 | 1146.0452 | 924.1353 | 1040.2243 | 0 | 140.4027 | 0 | 0 | 192.1985 | 1636.143 | 1037.5299 | 0 | 0 | 1535.2615 | 903.9829 | 1089.56 | 645.5936 | 0
LH2 | BG | 0 | 1022.4506 | 0 | 0 | 1415.4477 | 1087.0459 | 1458.0168 | 0 | 0 | 0 | 0 | 453.9526 | 753.1646 | 671.1761 | 0 | 1075.51 | 0 | 0 | 0 | 489.5097 | 0 | 0 | 1129.6862 | 0 | 343.0327 | 0 | 908.286 | 797.8963 | 0 | 428
LH2 | CH | 1014.3439 | 456.3566 | 501.3955 | 1415.4477 | 0 | 619.8865 | 504.6164 | 1027.0498 | 0 | 1204.0081 | 0 | 0 | 662.9393 | 850.8725 | 0 | 540.0073 | 0 | 367.0235 | 0 | 978.2023 | 637.5471 | 0 | 1001.5313 | 0 | 1292.2757 | 1857.4129 | 511.8414 | 869.3805 | 1134.7633 | 0
LH2 | CZ | 1630.3314 | 254.8422 | 767.8749 | 1087.0459 | 619.8865 | 0 | 382.6283 | 777.7627 | 1194.0515 | 0 | 0 | 1334.1031 | 528.6274 | 415.8727 | 0 | 812.4252 | 850.9002 | 665.2372 | 1016.0398 | 829.3759 | 738.7061 | 1641.9988 | 390.1777 | 0 | 842.3713 | 1454.2192 | 404.3088 | 323.6881 | 1341.3758 | 0
LH2 | DE | 1410.7544 | 477.0367 | 406.4957 | 1458.0168 | 504.6164 | 382.6283 | 0 | 540.4862 | 1281.0399 | 1624.964 | 1750.7941 | 1662.6623 | 809.2732 | 790.1337 | 1286.0923 | 934.1527 | 1015.3315 | 339.257 | 1144.5982 | 1143.0905 | 356.1483 | 1503.6343 | 633.8734 | 0 | 1224.8462 | 1354.2725 | 643.6468 | 705.3003 | 959.5307 | 0
LH2 | DK | 1789.5085 | 973.0303 | 692.1557 | 0 | 1027.0498 | 777.7627 | 540.4862 | 0 | 978.4362 | 0 | 1298.0924 | 0 | 1294.228 | 1171.9395 | 1213.4345 | 1472.5555 | 873.0123 | 737.8086 | 921.646 | 0 | 503.8884 | 700 | 745.4993 | 0 | 1533.4077 | 400 | 1144.1172 | 1030.0239 | 850.09 | 0
LH2 | EE | 0 | 0 | 0 | 0 | 0 | 1194.0515 | 1281.0399 | 978.4362 | 0 | 0 | 647.9113 | 0 | 0 | 0 | 0 | 0 | 384.4682 | 0 | 205.6519 | 0 | 0 | 884.9993 | 825.4325 | 0 | 0 | 661.7204 | 0 | 1177.7913 | 0 | 0
LH2 | ES | 229.5903 | 1640.5831 | 1325.3755 | 0 | 1204.0081 | 0 | 1624.964 | 0 | 0 | 0 | 0 | 0 | 1723.5923 | 0 | 1479.4524 | 1341.0179 | 0 | 1307.3597 | 0 | 0 | 1513.1789 | 0 | 0 | 421.6724 | 0 | 0 | 1632.9648 | 0 | 1549.5138 | 0
LH2 | FI | 0 | 0 | 0 | 0 | 0 | 0 | 1750.7941 | 1298.0924 | 647.9113 | 0 | 0 | 0 | 0 | 0 | 0 | 0 | 1026.3112 | 0 | 852.1634 | 0 | 0 | 1000 | 1430.7808 | 0 | 0 | 505.8293 | 0 | 0 | 0 | 0
LH2 | FR | 0 | 1462.5037 | 300 | 0 | 350 | 1630.3314 | 500 | 1789.5085 | 0 | 1000 | 0 | 2201.0868 | 1577.9893 | 1838.3882 | 1284.4863 | 1000 | 0 | 1087.0487 | 0 | 1809.0939 | 1285.6613 | 2702.3606 | 2000.6021 | 560.6101 | 2252.616 | 2623.5487 | 1472.1386 | 1879.0772 | 600 | 0
LH2 | GR | 2201.0868 | 1188.0095 | 0 | 453.9526 | 0 | 1334.1031 | 1662.6623 | 0 | 0 | 0 | 0 | 0 | 859.9849 | 947.6451 | 0 | 1007.1001 | 0 | 0 | 0 | 521.1589 | 0 | 0 | 1480.0861 | 0 | 772.5959 | 0 | 1031.6187 | 1109.6122 | 0 | 868
LH2 | HR | 1577.9893 | 332.2684 | 1075.0709 | 753.1646 | 662.9393 | 528.6274 | 809.2732 | 1294.228 | 0 | 1723.5923 | 0 | 859.9849 | 0 | 331.4899 | 0 | 427.9887 | 1262.6509 | 938.1052 | 0 | 339.14 | 1129.394 | 0 | 818.1714 | 0 | 677.0909 | 1974.1875 | 171.9292 | 470.5961 | 0 | 0
LH2 | HU | 1838.3882 | 400.5937 | 1146.0452 | 671.1761 | 850.8725 | 415.8727 | 790.1337 | 1171.9395 | 0 | 0 | 0 | 947.6451 | 331.4899 | 0 | 0 | 755.2569 | 961.2257 | 1025.1109 | 1141.827 | 486.5098 | 1144.4013 | 0 | 551.7191 | 0 | 452.3566 | 1745.8481 | 369.9722 | 171.6497 | 0 | 0
LH2 | IE | 1284.4863 | 0 | 924.1353 | 0 | 0 | 0 | 1286.0923 | 1213.4345 | 0 | 1479.4524 | 0 | 0 | 0 | 0 | 0 | 0 | 0 | 1057.1666 | 0 | 0 | 932.2647 | 1780.1607 | 0 | 0 | 0 | 0 | 0 | 0 | 363.8529 | 0
LH2 | IT | 1223.6412 | 557.6926 | 1040.2243 | 1075.51 | 540.0073 | 812.4252 | 934.1527 | 1472.5555 | 0 | 1341.0179 | 0 | 1007.1001 | 427.9887 | 755.2569 | 0 | 0 | 0 | 903.0787 | 0 | 586.6637 | 1161.05 | 0 | 1174.6629 | 0 | 1082.6258 | 2245.49 | 429.9455 | 874.1071 | 1673.8377 | 0
LH2 | LT | 0 | 1094.8375 | 0 | 0 | 0 | 850.9002 | 1015.3315 | 873.0123 | 384.4682 | 0 | 1026.3112 | 0 | 1262.6509 | 961.2257 | 0 | 0 | 0 | 0 | 180.6077 | 0 | 1249.6982 | 1153.0141 | 464.5177 | 0 | 1059.2944 | 923.2309 | 1207.0469 | 797.0529 | 0 | 0
LH2 | LU | 1087.0487 | 640.3193 | 140.4027 | 0 | 367.0235 | 665.2372 | 339.257 | 737.8086 | 0 | 1307.3597 | 0 | 0 | 938.1052 | 1025.1109 | 1057.1666 | 903.0787 | 0 | 0 | 0 | 0 | 279.5369 | 1703.3396 | 969.4541 | 0 | 0 | 1586.2881 | 767.7284 | 981.1682 | 785.8857 | 0
LH2 | LV | 0 | 1264.264 | 0 | 0 | 0 | 1016.0398 | 1144.5982 | 921.646 | 205.6519 | 0 | 852.1634 | 0 | 0 | 1141.827 | 0 | 0 | 180.6077 | 0 | 0 | 0 | 1345.2498 | 1031.7559 | 636.2024 | 0 | 1225.5033 | 802.012 | 0 | 977.3338 | 0 | 0
LH2 | NL | 1285.6613 | 804.2385 | 192.1985 | 0 | 637.5471 | 738.7061 | 356.1483 | 503.8884 | 0 | 1513.1789 | 0 | 0 | 1129.394 | 1144.4013 | 932.2647 | 1161.05 | 1249.6982 | 279.5369 | 1345.2498 | 0 | 0 | 1444.2496 | 943.1572 | 0 | 0 | 1343.7475 | 958.0731 | 1060.7454 | 604.0311 | 0
LH2 | NO | 2702.3606 | 0 | 1636.143 | 0 | 0 | 1641.9988 | 1503.6343 | 700 | 884.9993 | 0 | 1000 | 0 | 0 | 0 | 1780.1607 | 0 | 1153.0141 | 1703.3396 | 1031.7559 | 0 | 1444.2496 | 0 | 1408.5356 | 0 | 0 | 230.3183 | 0 | 0 | 1492.311 | 0
LH2 | NONEU_Balkan | 1809.0939 | 667.2874 | 0 | 489.5097 | 978.2023 | 829.3759 | 1143.0905 | 0 | 0 | 0 | 0 | 521.1589 | 339.14 | 486.5098 | 0 | 586.6637 | 0 | 0 | 0 | 0 | 0 | 0 | 1038.1279 | 0 | 569.0699 | 0 | 511.0157 | 658.1573 | 0 | 0
LH2 | PL | 2000.6021 | 630.3583 | 1037.5299 | 1129.6862 | 1001.5313 | 390.1777 | 633.8734 | 745.4993 | 825.4325 | 0 | 1430.7808 | 1480.0861 | 818.1714 | 551.7191 | 0 | 1174.6629 | 464.5177 | 969.4541 | 636.2024 | 1038.1279 | 943.1572 | 1408.5356 | 0 | 0 | 809.1617 | 1196.527 | 746.5326 | 380.2114 | 1502.6294 | 0
LH2 | PT | 560.6101 | 0 | 0 | 0 | 0 | 0 | 0 | 0 | 0 | 421.6724 | 0 | 0 | 0 | 0 | 0 | 0 | 0 | 0 | 0 | 0 | 0 | 0 | 0 | 0 | 0 | 0 | 0 | 0 | 1672.9315 | 0
LH2 | RO | 2252.616 | 850.7212 | 0 | 343.0327 | 1292.2757 | 842.3713 | 1224.8462 | 1533.4077 | 0 | 0 | 0 | 772.5959 | 677.0909 | 452.3566 | 0 | 1082.6258 | 1059.2944 | 0 | 1225.5033 | 569.0699 | 0 | 0 | 809.1617 | 0 | 0 | 0 | 787.5682 | 523.9151 | 0 | 899
LH2 | SE | 2623.5487 | 1698.7859 | 1535.2615 | 0 | 1857.4129 | 1454.2192 | 1354.2725 | 400 | 661.7204 | 0 | 505.8293 | 0 | 1974.1875 | 1745.8481 | 0 | 2245.49 | 923.2309 | 1586.2881 | 802.012 | 0 | 1343.7475 | 230.3183 | 1196.527 | 0 | 0 | 0 | 1858.1773 | 1575.3717 | 1485.1832 | 0
LH2 | SI | 1472.1386 | 171.2397 | 903.9829 | 908.286 | 511.8414 | 404.3088 | 643.6468 | 1144.1172 | 0 | 1632.9648 | 0 | 1031.6187 | 171.9292 | 369.9722 | 0 | 429.9455 | 1207.0469 | 767.7284 | 0 | 511.0157 | 958.0731 | 0 | 746.5326 | 0 | 787.5682 | 1858.1773 | 0 | 454.5349 | 0 | 0
LH2 | SK | 1879.0772 | 416.6744 | 1089.56 | 797.8963 | 869.3805 | 323.6881 | 705.3003 | 1030.0239 | 1177.7913 | 0 | 0 | 1109.6122 | 470.5961 | 171.6497 | 0 | 874.1071 | 797.0529 | 981.1682 | 977.3338 | 658.1573 | 1060.7454 | 0 | 380.2114 | 0 | 523.9151 | 1575.3717 | 454.5349 | 0 | 0 | 0
LH2 | TR | 0 | 0 | 0 | 428 | 0 | 0 | 0 | 0 | 0 | 0 | 0 | 868 | 0 | 0 | 0 | 0 | 0 | 0 | 0 | 0 | 0 | 0 | 0 | 0 | 899 | 0 | 0 | 0 | 0 | 0
LH2 | UK | 600 | 1399.0173 | 645.5936 | 0 | 1134.7633 | 1341.3758 | 959.5307 | 850.09 | 0 | 1549.5138 | 0 | 0 | 0 | 0 | 363.8529 | 1673.8377 | 0 | 785.8857 | 0 | 0 | 604.0311 | 1492.311 | 1502.6294 | 1672.9315 | 0 | 1485.1832 | 0 | 0 | 0 | 0
LNG | AT | 1462.5037 | 0 | 770.2368 | 1022.4506 | 456.3566 | 254.8422 | 477.0367 | 973.0303 | 0 | 1640.5831 | 0 | 1188.0095 | 332.2684 | 400.5937 | 0 | 557.6926 | 1094.8375 | 640.3193 | 1264.264 | 667.2874 | 804.2385 | 0 | 630.3583 | 0 | 850.7212 | 1698.7859 | 171.2397 | 416.6744 | 1399.0173 | 0
LNG | BE | 1099.0231 | 770.2368 | 0 | 0 | 501.3955 | 767.8749 | 406.4957 | 692.1557 | 0 | 1325.3755 | 0 | 0 | 1075.0709 | 1146.0452 | 924.1353 | 1040.2243 | 0 | 140.4027 | 0 | 0 | 192.1985 | 1636.143 | 1037.5299 | 0 | 0 | 1535.2615 | 903.9829 | 1089.56 | 645.5936 | 0
LNG | BG | 0 | 1022.4506 | 0 | 0 | 1415.4477 | 1087.0459 | 1458.0168 | 0 | 0 | 0 | 0 | 453.9526 | 753.1646 | 671.1761 | 0 | 1075.51 | 0 | 0 | 0 | 489.5097 | 0 | 0 | 1129.6862 | 0 | 343.0327 | 0 | 908.286 | 797.8963 | 0 | 428
LNG | CH | 1014.3439 | 456.3566 | 501.3955 | 1415.4477 | 0 | 619.8865 | 504.6164 | 1027.0498 | 0 | 1204.0081 | 0 | 0 | 662.9393 | 850.8725 | 0 | 540.0073 | 0 | 367.0235 | 0 | 978.2023 | 637.5471 | 0 | 1001.5313 | 0 | 1292.2757 | 1857.4129 | 511.8414 | 869.3805 | 1134.7633 | 0
LNG | CZ | 1630.3314 | 254.8422 | 767.8749 | 1087.0459 | 619.8865 | 0 | 382.6283 | 777.7627 | 1194.0515 | 0 | 0 | 1334.1031 | 528.6274 | 415.8727 | 0 | 812.4252 | 850.9002 | 665.2372 | 1016.0398 | 829.3759 | 738.7061 | 1641.9988 | 390.1777 | 0 | 842.3713 | 1454.2192 | 404.3088 | 323.6881 | 1341.3758 | 0
LNG | DE | 1410.7544 | 477.0367 | 406.4957 | 1458.0168 | 504.6164 | 382.6283 | 0 | 540.4862 | 1281.0399 | 1624.964 | 1750.7941 | 1662.6623 | 809.2732 | 790.1337 | 1286.0923 | 934.1527 | 1015.3315 | 339.257 | 1144.5982 | 1143.0905 | 356.1483 | 1503.6343 | 633.8734 | 0 | 1224.8462 | 1354.2725 | 643.6468 | 705.3003 | 959.5307 | 0
LNG | DK | 1789.5085 | 973.0303 | 692.1557 | 0 | 1027.0498 | 777.7627 | 540.4862 | 0 | 978.4362 | 0 | 1298.0924 | 0 | 1294.228 | 1171.9395 | 1213.4345 | 1472.5555 | 873.0123 | 737.8086 | 921.646 | 0 | 503.8884 | 700 | 745.4993 | 0 | 1533.4077 | 400 | 1144.1172 | 1030.0239 | 850.09 | 0
LNG | EE | 0 | 0 | 0 | 0 | 0 | 1194.0515 | 1281.0399 | 978.4362 | 0 | 0 | 647.9113 | 0 | 0 | 0 | 0 | 0 | 384.4682 | 0 | 205.6519 | 0 | 0 | 884.9993 | 825.4325 | 0 | 0 | 661.7204 | 0 | 1177.7913 | 0 | 0
LNG | ES | 229.5903 | 1640.5831 | 1325.3755 | 0 | 1204.0081 | 0 | 1624.964 | 0 | 0 | 0 | 0 | 0 | 1723.5923 | 0 | 1479.4524 | 1341.0179 | 0 | 1307.3597 | 0 | 0 | 1513.1789 | 0 | 0 | 421.6724 | 0 | 0 | 1632.9648 | 0 | 1549.5138 | 0
LNG | FI | 0 | 0 | 0 | 0 | 0 | 0 | 1750.7941 | 1298.0924 | 647.9113 | 0 | 0 | 0 | 0 | 0 | 0 | 0 | 1026.3112 | 0 | 852.1634 | 0 | 0 | 1000 | 1430.7808 | 0 | 0 | 505.8293 | 0 | 0 | 0 | 0
LNG | FR | 0 | 1462.5037 | 300 | 0 | 350 | 1630.3314 | 500 | 1789.5085 | 0 | 1000 | 0 | 2201.0868 | 1577.9893 | 1838.3882 | 1284.4863 | 1000 | 0 | 1087.0487 | 0 | 1809.0939 | 1285.6613 | 2702.3606 | 2000.6021 | 560.6101 | 2252.616 | 2623.5487 | 1472.1386 | 1879.0772 | 600 | 0
LNG | GR | 2201.0868 | 1188.0095 | 0 | 453.9526 | 0 | 1334.1031 | 1662.6623 | 0 | 0 | 0 | 0 | 0 | 859.9849 | 947.6451 | 0 | 1007.1001 | 0 | 0 | 0 | 521.1589 | 0 | 0 | 1480.0861 | 0 | 772.5959 | 0 | 1031.6187 | 1109.6122 | 0 | 868
LNG | HR | 1577.9893 | 332.2684 | 1075.0709 | 753.1646 | 662.9393 | 528.6274 | 809.2732 | 1294.228 | 0 | 1723.5923 | 0 | 859.9849 | 0 | 331.4899 | 0 | 427.9887 | 1262.6509 | 938.1052 | 0 | 339.14 | 1129.394 | 0 | 818.1714 | 0 | 677.0909 | 1974.1875 | 171.9292 | 470.5961 | 0 | 0
LNG | HU | 1838.3882 | 400.5937 | 1146.0452 | 671.1761 | 850.8725 | 415.8727 | 790.1337 | 1171.9395 | 0 | 0 | 0 | 947.6451 | 331.4899 | 0 | 0 | 755.2569 | 961.2257 | 1025.1109 | 1141.827 | 486.5098 | 1144.4013 | 0 | 551.7191 | 0 | 452.3566 | 1745.8481 | 369.9722 | 171.6497 | 0 | 0
LNG | IE | 1284.4863 | 0 | 924.1353 | 0 | 0 | 0 | 1286.0923 | 1213.4345 | 0 | 1479.4524 | 0 | 0 | 0 | 0 | 0 | 0 | 0 | 1057.1666 | 0 | 0 | 932.2647 | 1780.1607 | 0 | 0 | 0 | 0 | 0 | 0 | 363.8529 | 0
LNG | IT | 1223.6412 | 557.6926 | 1040.2243 | 1075.51 | 540.0073 | 812.4252 | 934.1527 | 1472.5555 | 0 | 1341.0179 | 0 | 1007.1001 | 427.9887 | 755.2569 | 0 | 0 | 0 | 903.0787 | 0 | 586.6637 | 1161.05 | 0 | 1174.6629 | 0 | 1082.6258 | 2245.49 | 429.9455 | 874.1071 | 1673.8377 | 0
LNG | LT | 0 | 1094.8375 | 0 | 0 | 0 | 850.9002 | 1015.3315 | 873.0123 | 384.4682 | 0 | 1026.3112 | 0 | 1262.6509 | 961.2257 | 0 | 0 | 0 | 0 | 180.6077 | 0 | 1249.6982 | 1153.0141 | 464.5177 | 0 | 1059.2944 | 923.2309 | 1207.0469 | 797.0529 | 0 | 0
LNG | LU | 1087.0487 | 640.3193 | 140.4027 | 0 | 367.0235 | 665.2372 | 339.257 | 737.8086 | 0 | 1307.3597 | 0 | 0 | 938.1052 | 1025.1109 | 1057.1666 | 903.0787 | 0 | 0 | 0 | 0 | 279.5369 | 1703.3396 | 969.4541 | 0 | 0 | 1586.2881 | 767.7284 | 981.1682 | 785.8857 | 0
LNG | LV | 0 | 1264.264 | 0 | 0 | 0 | 1016.0398 | 1144.5982 | 921.646 | 205.6519 | 0 | 852.1634 | 0 | 0 | 1141.827 | 0 | 0 | 180.6077 | 0 | 0 | 0 | 1345.2498 | 1031.7559 | 636.2024 | 0 | 1225.5033 | 802.012 | 0 | 977.3338 | 0 | 0
LNG | NL | 1285.6613 | 804.2385 | 192.1985 | 0 | 637.5471 | 738.7061 | 356.1483 | 503.8884 | 0 | 1513.1789 | 0 | 0 | 1129.394 | 1144.4013 | 932.2647 | 1161.05 | 1249.6982 | 279.5369 | 1345.2498 | 0 | 0 | 1444.2496 | 943.1572 | 0 | 0 | 1343.7475 | 958.0731 | 1060.7454 | 604.0311 | 0
LNG | NO | 2702.3606 | 0 | 1636.143 | 0 | 0 | 1641.9988 | 1503.6343 | 700 | 884.9993 | 0 | 1000 | 0 | 0 | 0 | 1780.1607 | 0 | 1153.0141 | 1703.3396 | 1031.7559 | 0 | 1444.2496 | 0 | 1408.5356 | 0 | 0 | 230.3183 | 0 | 0 | 1492.311 | 0
LNG | NONEU_Balkan | 1809.0939 | 667.2874 | 0 | 489.5097 | 978.2023 | 829.3759 | 1143.0905 | 0 | 0 | 0 | 0 | 521.1589 | 339.14 | 486.5098 | 0 | 586.6637 | 0 | 0 | 0 | 0 | 0 | 0 | 1038.1279 | 0 | 569.0699 | 0 | 511.0157 | 658.1573 | 0 | 0
LNG | PL | 2000.6021 | 630.3583 | 1037.5299 | 1129.6862 | 1001.5313 | 390.1777 | 633.8734 | 745.4993 | 825.4325 | 0 | 1430.7808 | 1480.0861 | 818.1714 | 551.7191 | 0 | 1174.6629 | 464.5177 | 969.4541 | 636.2024 | 1038.1279 | 943.1572 | 1408.5356 | 0 | 0 | 809.1617 | 1196.527 | 746.5326 | 380.2114 | 1502.6294 | 0
LNG | PT | 560.6101 | 0 | 0 | 0 | 0 | 0 | 0 | 0 | 0 | 421.6724 | 0 | 0 | 0 | 0 | 0 | 0 | 0 | 0 | 0 | 0 | 0 | 0 | 0 | 0 | 0 | 0 | 0 | 0 | 1672.9315 | 0
LNG | RO | 2252.616 | 850.7212 | 0 | 343.0327 | 1292.2757 | 842.3713 | 1224.8462 | 1533.4077 | 0 | 0 | 0 | 772.5959 | 677.0909 | 452.3566 | 0 | 1082.6258 | 1059.2944 | 0 | 1225.5033 | 569.0699 | 0 | 0 | 809.1617 | 0 | 0 | 0 | 787.5682 | 523.9151 | 0 | 899
LNG | SE | 2623.5487 | 1698.7859 | 1535.2615 | 0 | 1857.4129 | 1454.2192 | 1354.2725 | 400 | 661.7204 | 0 | 505.8293 | 0 | 1974.1875 | 1745.8481 | 0 | 2245.49 | 923.2309 | 1586.2881 | 802.012 | 0 | 1343.7475 | 230.3183 | 1196.527 | 0 | 0 | 0 | 1858.1773 | 1575.3717 | 1485.1832 | 0
LNG | SI | 1472.1386 | 171.2397 | 903.9829 | 908.286 | 511.8414 | 404.3088 | 643.6468 | 1144.1172 | 0 | 1632.9648 | 0 | 1031.6187 | 171.9292 | 369.9722 | 0 | 429.9455 | 1207.0469 | 767.7284 | 0 | 511.0157 | 958.0731 | 0 | 746.5326 | 0 | 787.5682 | 1858.1773 | 0 | 454.5349 | 0 | 0
LNG | SK | 1879.0772 | 416.6744 | 1089.56 | 797.8963 | 869.3805 | 323.6881 | 705.3003 | 1030.0239 | 1177.7913 | 0 | 0 | 1109.6122 | 470.5961 | 171.6497 | 0 | 874.1071 | 797.0529 | 981.1682 | 977.3338 | 658.1573 | 1060.7454 | 0 | 380.2114 | 0 | 523.9151 | 1575.3717 | 454.5349 | 0 | 0 | 0
LNG | TR | 0 | 0 | 0 | 428 | 0 | 0 | 0 | 0 | 0 | 0 | 0 | 868 | 0 | 0 | 0 | 0 | 0 | 0 | 0 | 0 | 0 | 0 | 0 | 0 | 899 | 0 | 0 | 0 | 0 | 0
LNG | UK | 600 | 1399.0173 | 645.5936 | 0 | 1134.7633 | 1341.3758 | 959.5307 | 850.09 | 0 | 1549.5138 | 0 | 0 | 0 | 0 | 363.8529 | 1673.8377 | 0 | 785.8857 | 0 | 0 | 604.0311 | 1492.311 | 1502.6294 | 1672.9315 | 0 | 1485.1832 | 0 | 0 | 0 | 0
LSG | AT | 1462.5037 | 0 | 770.2368 | 1022.4506 | 456.3566 | 254.8422 | 477.0367 | 973.0303 | 0 | 1640.5831 | 0 | 1188.0095 | 332.2684 | 400.5937 | 0 | 557.6926 | 1094.8375 | 640.3193 | 1264.264 | 667.2874 | 804.2385 | 0 | 630.3583 | 0 | 850.7212 | 1698.7859 | 171.2397 | 416.6744 | 1399.0173 | 0
LSG | BE | 1099.0231 | 770.2368 | 0 | 0 | 501.3955 | 767.8749 | 406.4957 | 692.1557 | 0 | 1325.3755 | 0 | 0 | 1075.0709 | 1146.0452 | 924.1353 | 1040.2243 | 0 | 140.4027 | 0 | 0 | 192.1985 | 1636.143 | 1037.5299 | 0 | 0 | 1535.2615 | 903.9829 | 1089.56 | 645.5936 | 0
LSG | BG | 0 | 1022.4506 | 0 | 0 | 1415.4477 | 1087.0459 | 1458.0168 | 0 | 0 | 0 | 0 | 453.9526 | 753.1646 | 671.1761 | 0 | 1075.51 | 0 | 0 | 0 | 489.5097 | 0 | 0 | 1129.6862 | 0 | 343.0327 | 0 | 908.286 | 797.8963 | 0 | 428
LSG | CH | 1014.3439 | 456.3566 | 501.3955 | 1415.4477 | 0 | 619.8865 | 504.6164 | 1027.0498 | 0 | 1204.0081 | 0 | 0 | 662.9393 | 850.8725 | 0 | 540.0073 | 0 | 367.0235 | 0 | 978.2023 | 637.5471 | 0 | 1001.5313 | 0 | 1292.2757 | 1857.4129 | 511.8414 | 869.3805 | 1134.7633 | 0
LSG | CZ | 1630.3314 | 254.8422 | 767.8749 | 1087.0459 | 619.8865 | 0 | 382.6283 | 777.7627 | 1194.0515 | 0 | 0 | 1334.1031 | 528.6274 | 415.8727 | 0 | 812.4252 | 850.9002 | 665.2372 | 1016.0398 | 829.3759 | 738.7061 | 1641.9988 | 390.1777 | 0 | 842.3713 | 1454.2192 | 404.3088 | 323.6881 | 1341.3758 | 0
LSG | DE | 1410.7544 | 477.0367 | 406.4957 | 1458.0168 | 504.6164 | 382.6283 | 0 | 540.4862 | 1281.0399 | 1624.964 | 1750.7941 | 1662.6623 | 809.2732 | 790.1337 | 1286.0923 | 934.1527 | 1015.3315 | 339.257 | 1144.5982 | 1143.0905 | 356.1483 | 1503.6343 | 633.8734 | 0 | 1224.8462 | 1354.2725 | 643.6468 | 705.3003 | 959.5307 | 0
LSG | DK | 1789.5085 | 973.0303 | 692.1557 | 0 | 1027.0498 | 777.7627 | 540.4862 | 0 | 978.4362 | 0 | 1298.0924 | 0 | 1294.228 | 1171.9395 | 1213.4345 | 1472.5555 | 873.0123 | 737.8086 | 921.646 | 0 | 503.8884 | 700 | 745.4993 | 0 | 1533.4077 | 400 | 1144.1172 | 1030.0239 | 850.09 | 0
LSG | EE | 0 | 0 | 0 | 0 | 0 | 1194.0515 | 1281.0399 | 978.4362 | 0 | 0 | 647.9113 | 0 | 0 | 0 | 0 | 0 | 384.4682 | 0 | 205.6519 | 0 | 0 | 884.9993 | 825.4325 | 0 | 0 | 661.7204 | 0 | 1177.7913 | 0 | 0
LSG | ES | 229.5903 | 1640.5831 | 1325.3755 | 0 | 1204.0081 | 0 | 1624.964 | 0 | 0 | 0 | 0 | 0 | 1723.5923 | 0 | 1479.4524 | 1341.0179 | 0 | 1307.3597 | 0 | 0 | 1513.1789 | 0 | 0 | 421.6724 | 0 | 0 | 1632.9648 | 0 | 1549.5138 | 0
LSG | FI | 0 | 0 | 0 | 0 | 0 | 0 | 1750.7941 | 1298.0924 | 647.9113 | 0 | 0 | 0 | 0 | 0 | 0 | 0 | 1026.3112 | 0 | 852.1634 | 0 | 0 | 1000 | 1430.7808 | 0 | 0 | 505.8293 | 0 | 0 | 0 | 0
LSG | FR | 0 | 1462.5037 | 300 | 0 | 350 | 1630.3314 | 500 | 1789.5085 | 0 | 1000 | 0 | 2201.0868 | 1577.9893 | 1838.3882 | 1284.4863 | 1000 | 0 | 1087.0487 | 0 | 1809.0939 | 1285.6613 | 2702.3606 | 2000.6021 | 560.6101 | 2252.616 | 2623.5487 | 1472.1386 | 1879.0772 | 600 | 0
LSG | GR | 2201.0868 | 1188.0095 | 0 | 453.9526 | 0 | 1334.1031 | 1662.6623 | 0 | 0 | 0 | 0 | 0 | 859.9849 | 947.6451 | 0 | 1007.1001 | 0 | 0 | 0 | 521.1589 | 0 | 0 | 1480.0861 | 0 | 772.5959 | 0 | 1031.6187 | 1109.6122 | 0 | 868
LSG | HR | 1577.9893 | 332.2684 | 1075.0709 | 753.1646 | 662.9393 | 528.6274 | 809.2732 | 1294.228 | 0 | 1723.5923 | 0 | 859.9849 | 0 | 331.4899 | 0 | 427.9887 | 1262.6509 | 938.1052 | 0 | 339.14 | 1129.394 | 0 | 818.1714 | 0 | 677.0909 | 1974.1875 | 171.9292 | 470.5961 | 0 | 0
LSG | HU | 1838.3882 | 400.5937 | 1146.0452 | 671.1761 | 850.8725 | 415.8727 | 790.1337 | 1171.9395 | 0 | 0 | 0 | 947.6451 | 331.4899 | 0 | 0 | 755.2569 | 961.2257 | 1025.1109 | 1141.827 | 486.5098 | 1144.4013 | 0 | 551.7191 | 0 | 452.3566 | 1745.8481 | 369.9722 | 171.6497 | 0 | 0
LSG | IE | 1284.4863 | 0 | 924.1353 | 0 | 0 | 0 | 1286.0923 | 1213.4345 | 0 | 1479.4524 | 0 | 0 | 0 | 0 | 0 | 0 | 0 | 1057.1666 | 0 | 0 | 932.2647 | 1780.1607 | 0 | 0 | 0 | 0 | 0 | 0 | 363.8529 | 0
LSG | IT | 1223.6412 | 557.6926 | 1040.2243 | 1075.51 | 540.0073 | 812.4252 | 934.1527 | 1472.5555 | 0 | 1341.0179 | 0 | 1007.1001 | 427.9887 | 755.2569 | 0 | 0 | 0 | 903.0787 | 0 | 586.6637 | 1161.05 | 0 | 1174.6629 | 0 | 1082.6258 | 2245.49 | 429.9455 | 874.1071 | 1673.8377 | 0
LSG | LT | 0 | 1094.8375 | 0 | 0 | 0 | 850.9002 | 1015.3315 | 873.0123 | 384.4682 | 0 | 1026.3112 | 0 | 1262.6509 | 961.2257 | 0 | 0 | 0 | 0 | 180.6077 | 0 | 1249.6982 | 1153.0141 | 464.5177 | 0 | 1059.2944 | 923.2309 | 1207.0469 | 797.0529 | 0 | 0
LSG | LU | 1087.0487 | 640.3193 | 140.4027 | 0 | 367.0235 | 665.2372 | 339.257 | 737.8086 | 0 | 1307.3597 | 0 | 0 | 938.1052 | 1025.1109 | 1057.1666 | 903.0787 | 0 | 0 | 0 | 0 | 279.5369 | 1703.3396 | 969.4541 | 0 | 0 | 1586.2881 | 767.7284 | 981.1682 | 785.8857 | 0
LSG | LV | 0 | 1264.264 | 0 | 0 | 0 | 1016.0398 | 1144.5982 | 921.646 | 205.6519 | 0 | 852.1634 | 0 | 0 | 1141.827 | 0 | 0 | 180.6077 | 0 | 0 | 0 | 1345.2498 | 1031.7559 | 636.2024 | 0 | 1225.5033 | 802.012 | 0 | 977.3338 | 0 | 0
LSG | NL | 1285.6613 | 804.2385 | 192.1985 | 0 | 637.5471 | 738.7061 | 356.1483 | 503.8884 | 0 | 1513.1789 | 0 | 0 | 1129.394 | 1144.4013 | 932.2647 | 1161.05 | 1249.6982 | 279.5369 | 1345.2498 | 0 | 0 | 1444.2496 | 943.1572 | 0 | 0 | 1343.7475 | 958.0731 | 1060.7454 | 604.0311 | 0
LSG | NO | 2702.3606 | 0 | 1636.143 | 0 | 0 | 1641.9988 | 1503.6343 | 700 | 884.9993 | 0 | 1000 | 0 | 0 | 0 | 1780.1607 | 0 | 1153.0141 | 1703.3396 | 1031.7559 | 0 | 1444.2496 | 0 | 1408.5356 | 0 | 0 | 230.3183 | 0 | 0 | 1492.311 | 0
LSG | NONEU_Balkan | 1809.0939 | 667.2874 | 0 | 489.5097 | 978.2023 | 829.3759 | 1143.0905 | 0 | 0 | 0 | 0 | 521.1589 | 339.14 | 486.5098 | 0 | 586.6637 | 0 | 0 | 0 | 0 | 0 | 0 | 1038.1279 | 0 | 569.0699 | 0 | 511.0157 | 658.1573 | 0 | 0
LSG | PL | 2000.6021 | 630.3583 | 1037.5299 | 1129.6862 | 1001.5313 | 390.1777 | 633.8734 | 745.4993 | 825.4325 | 0 | 1430.7808 | 1480.0861 | 818.1714 | 551.7191 | 0 | 1174.6629 | 464.5177 | 969.4541 | 636.2024 | 1038.1279 | 943.1572 | 1408.5356 | 0 | 0 | 809.1617 | 1196.527 | 746.5326 | 380.2114 | 1502.6294 | 0
LSG | PT | 560.6101 | 0 | 0 | 0 | 0 | 0 | 0 | 0 | 0 | 421.6724 | 0 | 0 | 0 | 0 | 0 | 0 | 0 | 0 | 0 | 0 | 0 | 0 | 0 | 0 | 0 | 0 | 0 | 0 | 1672.9315 | 0
LSG | RO | 2252.616 | 850.7212 | 0 | 343.0327 | 1292.2757 | 842.3713 | 1224.8462 | 1533.4077 | 0 | 0 | 0 | 772.5959 | 677.0909 | 452.3566 | 0 | 1082.6258 | 1059.2944 | 0 | 1225.5033 | 569.0699 | 0 | 0 | 809.1617 | 0 | 0 | 0 | 787.5682 | 523.9151 | 0 | 899
LSG | SE | 2623.5487 | 1698.7859 | 1535.2615 | 0 | 1857.4129 | 1454.2192 | 1354.2725 | 400 | 661.7204 | 0 | 505.8293 | 0 | 1974.1875 | 1745.8481 | 0 | 2245.49 | 923.2309 | 1586.2881 | 802.012 | 0 | 1343.7475 | 230.3183 | 1196.527 | 0 | 0 | 0 | 1858.1773 | 1575.3717 | 1485.1832 | 0
LSG | SI | 1472.1386 | 171.2397 | 903.9829 | 908.286 | 511.8414 | 404.3088 | 643.6468 | 1144.1172 | 0 | 1632.9648 | 0 | 1031.6187 | 171.9292 | 369.9722 | 0 | 429.9455 | 1207.0469 | 767.7284 | 0 | 511.0157 | 958.0731 | 0 | 746.5326 | 0 | 787.5682 | 1858.1773 | 0 | 454.5349 | 0 | 0
LSG | SK | 1879.0772 | 416.6744 | 1089.56 | 797.8963 | 869.3805 | 323.6881 | 705.3003 | 1030.0239 | 1177.7913 | 0 | 0 | 1109.6122 | 470.5961 | 171.6497 | 0 | 874.1071 | 797.0529 | 981.1682 | 977.3338 | 658.1573 | 1060.7454 | 0 | 380.2114 | 0 | 523.9151 | 1575.3717 | 454.5349 | 0 | 0 | 0
LSG | TR | 0 | 0 | 0 | 428 | 0 | 0 | 0 | 0 | 0 | 0 | 0 | 868 | 0 | 0 | 0 | 0 | 0 | 0 | 0 | 0 | 0 | 0 | 0 | 0 | 899 | 0 | 0 | 0 | 0 | 0
LSG | UK | 600 | 1399.0173 | 645.5936 | 0 | 1134.7633 | 1341.3758 | 959.5307 | 850.09 | 0 | 1549.5138 | 0 | 0 | 0 | 0 | 363.8529 | 1673.8377 | 0 | 785.8857 | 0 | 0 | 604.0311 | 1492.311 | 1502.6294 | 1672.9315 | 0 | 1485.1832 | 0 | 0 | 0 | 0
Oil | AT | 1462.5037 | 0 | 770.2368 | 1022.4506 | 456.3566 | 254.8422 | 477.0367 | 973.0303 | 0 | 1640.5831 | 0 | 1188.0095 | 332.2684 | 400.5937 | 0 | 557.6926 | 1094.8375 | 640.3193 | 1264.264 | 667.2874 | 804.2385 | 0 | 630.3583 | 0 | 850.7212 | 1698.7859 | 171.2397 | 416.6744 | 1399.0173 | 0
Oil | BE | 1099.0231 | 770.2368 | 0 | 0 | 501.3955 | 767.8749 | 406.4957 | 692.1557 | 0 | 1325.3755 | 0 | 0 | 1075.0709 | 1146.0452 | 924.1353 | 1040.2243 | 0 | 140.4027 | 0 | 0 | 192.1985 | 1636.143 | 1037.5299 | 0 | 0 | 1535.2615 | 903.9829 | 1089.56 | 645.5936 | 0
Oil | BG | 0 | 1022.4506 | 0 | 0 | 1415.4477 | 1087.0459 | 1458.0168 | 0 | 0 | 0 | 0 | 453.9526 | 753.1646 | 671.1761 | 0 | 1075.51 | 0 | 0 | 0 | 489.5097 | 0 | 0 | 1129.6862 | 0 | 343.0327 | 0 | 908.286 | 797.8963 | 0 | 428
Oil | CH | 1014.3439 | 456.3566 | 501.3955 | 1415.4477 | 0 | 619.8865 | 504.6164 | 1027.0498 | 0 | 1204.0081 | 0 | 0 | 662.9393 | 850.8725 | 0 | 540.0073 | 0 | 367.0235 | 0 | 978.2023 | 637.5471 | 0 | 1001.5313 | 0 | 1292.2757 | 1857.4129 | 511.8414 | 869.3805 | 1134.7633 | 0
Oil | CZ | 1630.3314 | 254.8422 | 767.8749 | 1087.0459 | 619.8865 | 0 | 382.6283 | 777.7627 | 1194.0515 | 0 | 0 | 1334.1031 | 528.6274 | 415.8727 | 0 | 812.4252 | 850.9002 | 665.2372 | 1016.0398 | 829.3759 | 738.7061 | 1641.9988 | 390.1777 | 0 | 842.3713 | 1454.2192 | 404.3088 | 323.6881 | 1341.3758 | 0
Oil | DE | 1410.7544 | 477.0367 | 406.4957 | 1458.0168 | 504.6164 | 382.6283 | 0 | 540.4862 | 1281.0399 | 1624.964 | 1750.7941 | 1662.6623 | 809.2732 | 790.1337 | 1286.0923 | 934.1527 | 1015.3315 | 339.257 | 1144.5982 | 1143.0905 | 356.1483 | 1503.6343 | 633.8734 | 0 | 1224.8462 | 1354.2725 | 643.6468 | 705.3003 | 959.5307 | 0
Oil | DK | 1789.5085 | 973.0303 | 692.1557 | 0 | 1027.0498 | 777.7627 | 540.4862 | 0 | 978.4362 | 0 | 1298.0924 | 0 | 1294.228 | 1171.9395 | 1213.4345 | 1472.5555 | 873.0123 | 737.8086 | 921.646 | 0 | 503.8884 | 700 | 745.4993 | 0 | 1533.4077 | 400 | 1144.1172 | 1030.0239 | 850.09 | 0
Oil | EE | 0 | 0 | 0 | 0 | 0 | 1194.0515 | 1281.0399 | 978.4362 | 0 | 0 | 647.9113 | 0 | 0 | 0 | 0 | 0 | 384.4682 | 0 | 205.6519 | 0 | 0 | 884.9993 | 825.4325 | 0 | 0 | 661.7204 | 0 | 1177.7913 | 0 | 0
Oil | ES | 229.5903 | 1640.5831 | 1325.3755 | 0 | 1204.0081 | 0 | 1624.964 | 0 | 0 | 0 | 0 | 0 | 1723.5923 | 0 | 1479.4524 | 1341.0179 | 0 | 1307.3597 | 0 | 0 | 1513.1789 | 0 | 0 | 421.6724 | 0 | 0 | 1632.9648 | 0 | 1549.5138 | 0
Oil | FI | 0 | 0 | 0 | 0 | 0 | 0 | 1750.7941 | 1298.0924 | 647.9113 | 0 | 0 | 0 | 0 | 0 | 0 | 0 | 1026.3112 | 0 | 852.1634 | 0 | 0 | 1000 | 1430.7808 | 0 | 0 | 505.8293 | 0 | 0 | 0 | 0
Oil | FR | 0 | 1462.5037 | 300 | 0 | 350 | 1630.3314 | 500 | 1789.5085 | 0 | 1000 | 0 | 2201.0868 | 1577.9893 | 1838.3882 | 1284.4863 | 1000 | 0 | 1087.0487 | 0 | 1809.0939 | 1285.6613 | 2702.3606 | 2000.6021 | 560.6101 | 2252.616 | 2623.5487 | 1472.1386 | 1879.0772 | 600 | 0
Oil | GR | 2201.0868 | 1188.0095 | 0 | 453.9526 | 0 | 1334.1031 | 1662.6623 | 0 | 0 | 0 | 0 | 0 | 859.9849 | 947.6451 | 0 | 1007.1001 | 0 | 0 | 0 | 521.1589 | 0 | 0 | 1480.0861 | 0 | 772.5959 | 0 | 1031.6187 | 1109.6122 | 0 | 868
Oil | HR | 1577.9893 | 332.2684 | 1075.0709 | 753.1646 | 662.9393 | 528.6274 | 809.2732 | 1294.228 | 0 | 1723.5923 | 0 | 859.9849 | 0 | 331.4899 | 0 | 427.9887 | 1262.6509 | 938.1052 | 0 | 339.14 | 1129.394 | 0 | 818.1714 | 0 | 677.0909 | 1974.1875 | 171.9292 | 470.5961 | 0 | 0
Oil | HU | 1838.3882 | 400.5937 | 1146.0452 | 671.1761 | 850.8725 | 415.8727 | 790.1337 | 1171.9395 | 0 | 0 | 0 | 947.6451 | 331.4899 | 0 | 0 | 755.2569 | 961.2257 | 1025.1109 | 1141.827 | 486.5098 | 1144.4013 | 0 | 551.7191 | 0 | 452.3566 | 1745.8481 | 369.9722 | 171.6497 | 0 | 0
Oil | IE | 1284.4863 | 0 | 924.1353 | 0 | 0 | 0 | 1286.0923 | 1213.4345 | 0 | 1479.4524 | 0 | 0 | 0 | 0 | 0 | 0 | 0 | 1057.1666 | 0 | 0 | 932.2647 | 1780.1607 | 0 | 0 | 0 | 0 | 0 | 0 | 363.8529 | 0
Oil | IT | 1223.6412 | 557.6926 | 1040.2243 | 1075.51 | 540.0073 | 812.4252 | 934.1527 | 1472.5555 | 0 | 1341.0179 | 0 | 1007.1001 | 427.9887 | 755.2569 | 0 | 0 | 0 | 903.0787 | 0 | 586.6637 | 1161.05 | 0 | 1174.6629 | 0 | 1082.6258 | 2245.49 | 429.9455 | 874.1071 | 1673.8377 | 0
Oil | LT | 0 | 1094.8375 | 0 | 0 | 0 | 850.9002 | 1015.3315 | 873.0123 | 384.4682 | 0 | 1026.3112 | 0 | 1262.6509 | 961.2257 | 0 | 0 | 0 | 0 | 180.6077 | 0 | 1249.6982 | 1153.0141 | 464.5177 | 0 | 1059.2944 | 923.2309 | 1207.0469 | 797.0529 | 0 | 0
Oil | LU | 1087.0487 | 640.3193 | 140.4027 | 0 | 367.0235 | 665.2372 | 339.257 | 737.8086 | 0 | 1307.3597 | 0 | 0 | 938.1052 | 1025.1109 | 1057.1666 | 903.0787 | 0 | 0 | 0 | 0 | 279.5369 | 1703.3396 | 969.4541 | 0 | 0 | 1586.2881 | 767.7284 | 981.1682 | 785.8857 | 0
Oil | LV | 0 | 1264.264 | 0 | 0 | 0 | 1016.0398 | 1144.5982 | 921.646 | 205.6519 | 0 | 852.1634 | 0 | 0 | 1141.827 | 0 | 0 | 180.6077 | 0 | 0 | 0 | 1345.2498 | 1031.7559 | 636.2024 | 0 | 1225.5033 | 802.012 | 0 | 977.3338 | 0 | 0
Oil | NL | 1285.6613 | 804.2385 | 192.1985 | 0 | 637.5471 | 738.7061 | 356.1483 | 503.8884 | 0 | 1513.1789 | 0 | 0 | 1129.394 | 1144.4013 | 932.2647 | 1161.05 | 1249.6982 | 279.5369 | 1345.2498 | 0 | 0 | 1444.2496 | 943.1572 | 0 | 0 | 1343.7475 | 958.0731 | 1060.7454 | 604.0311 | 0
Oil | NO | 2702.3606 | 0 | 1636.143 | 0 | 0 | 1641.9988 | 1503.6343 | 700 | 884.9993 | 0 | 1000 | 0 | 0 | 0 | 1780.1607 | 0 | 1153.0141 | 1703.3396 | 1031.7559 | 0 | 1444.2496 | 0 | 1408.5356 | 0 | 0 | 230.3183 | 0 | 0 | 1492.311 | 0
Oil | NONEU_Balkan | 1809.0939 | 667.2874 | 0 | 489.5097 | 978.2023 | 829.3759 | 1143.0905 | 0 | 0 | 0 | 0 | 521.1589 | 339.14 | 486.5098 | 0 | 586.6637 | 0 | 0 | 0 | 0 | 0 | 0 | 1038.1279 | 0 | 569.0699 | 0 | 511.0157 | 658.1573 | 0 | 0
Oil | PL | 2000.6021 | 630.3583 | 1037.5299 | 1129.6862 | 1001.5313 | 390.1777 | 633.8734 | 745.4993 | 825.4325 | 0 | 1430.7808 | 1480.0861 | 818.1714 | 551.7191 | 0 | 1174.6629 | 464.5177 | 969.4541 | 636.2024 | 1038.1279 | 943.1572 | 1408.5356 | 0 | 0 | 809.1617 | 1196.527 | 746.5326 | 380.2114 | 1502.6294 | 0
Oil | PT | 560.6101 | 0 | 0 | 0 | 0 | 0 | 0 | 0 | 0 | 421.6724 | 0 | 0 | 0 | 0 | 0 | 0 | 0 | 0 | 0 | 0 | 0 | 0 | 0 | 0 | 0 | 0 | 0 | 0 | 1672.9315 | 0
Oil | RO | 2252.616 | 850.7212 | 0 | 343.0327 | 1292.2757 | 842.3713 | 1224.8462 | 1533.4077 | 0 | 0 | 0 | 772.5959 | 677.0909 | 452.3566 | 0 | 1082.6258 | 1059.2944 | 0 | 1225.5033 | 569.0699 | 0 | 0 | 809.1617 | 0 | 0 | 0 | 787.5682 | 523.9151 | 0 | 899
Oil | SE | 2623.5487 | 1698.7859 | 1535.2615 | 0 | 1857.4129 | 1454.2192 | 1354.2725 | 400 | 661.7204 | 0 | 505.8293 | 0 | 1974.1875 | 1745.8481 | 0 | 2245.49 | 923.2309 | 1586.2881 | 802.012 | 0 | 1343.7475 | 230.3183 | 1196.527 | 0 | 0 | 0 | 1858.1773 | 1575.3717 | 1485.1832 | 0
Oil | SI | 1472.1386 | 171.2397 | 903.9829 | 908.286 | 511.8414 | 404.3088 | 643.6468 | 1144.1172 | 0 | 1632.9648 | 0 | 1031.6187 | 171.9292 | 369.9722 | 0 | 429.9455 | 1207.0469 | 767.7284 | 0 | 511.0157 | 958.0731 | 0 | 746.5326 | 0 | 787.5682 | 1858.1773 | 0 | 454.5349 | 0 | 0
Oil | SK | 1879.0772 | 416.6744 | 1089.56 | 797.8963 | 869.3805 | 323.6881 | 705.3003 | 1030.0239 | 1177.7913 | 0 | 0 | 1109.6122 | 470.5961 | 171.6497 | 0 | 874.1071 | 797.0529 | 981.1682 | 977.3338 | 658.1573 | 1060.7454 | 0 | 380.2114 | 0 | 523.9151 | 1575.3717 | 454.5349 | 0 | 0 | 0
Oil | TR | 0 | 0 | 0 | 428 | 0 | 0 | 0 | 0 | 0 | 0 | 0 | 868 | 0 | 0 | 0 | 0 | 0 | 0 | 0 | 0 | 0 | 0 | 0 | 0 | 899 | 0 | 0 | 0 | 0 | 0
Oil | UK | 600 | 1399.0173 | 645.5936 | 0 | 1134.7633 | 1341.3758 | 959.5307 | 850.09 | 0 | 1549.5138 | 0 | 0 | 0 | 0 | 363.8529 | 1673.8377 | 0 | 785.8857 | 0 | 0 | 604.0311 | 1492.311 | 1502.6294 | 1672.9315 | 0 | 1485.1832 | 0 | 0 | 0 | 0
Power | AT | 1462.5037 | 0 | 770.2368 | 1022.4506 | 456.3566 | 254.8422 | 477.0367 | 973.0303 | 0 | 1640.5831 | 0 | 1188.0095 | 332.2684 | 400.5937 | 0 | 557.6926 | 1094.8375 | 640.3193 | 1264.264 | 667.2874 | 804.2385 | 0 | 630.3583 | 0 | 850.7212 | 1698.7859 | 171.2397 | 416.6744 | 1399.0173 | 0
Power | BE | 1099.0231 | 770.2368 | 0 | 0 | 501.3955 | 767.8749 | 406.4957 | 692.1557 | 0 | 1325.3755 | 0 | 0 | 1075.0709 | 1146.0452 | 924.1353 | 1040.2243 | 0 | 140.4027 | 0 | 0 | 192.1985 | 1636.143 | 1037.5299 | 0 | 0 | 1535.2615 | 903.9829 | 1089.56 | 645.5936 | 0
Power | BG | 0 | 1022.4506 | 0 | 0 | 1415.4477 | 1087.0459 | 1458.0168 | 0 | 0 | 0 | 0 | 453.9526 | 753.1646 | 671.1761 | 0 | 1075.51 | 0 | 0 | 0 | 489.5097 | 0 | 0 | 1129.6862 | 0 | 343.0327 | 0 | 908.286 | 797.8963 | 0 | 428
Power | CH | 1014.3439 | 456.3566 | 501.3955 | 1415.4477 | 0 | 619.8865 | 504.6164 | 1027.0498 | 0 | 1204.0081 | 0 | 0 | 662.9393 | 850.8725 | 0 | 540.0073 | 0 | 367.0235 | 0 | 978.2023 | 637.5471 | 0 | 1001.5313 | 0 | 1292.2757 | 1857.4129 | 511.8414 | 869.3805 | 1134.7633 | 0
Power | CZ | 1630.3314 | 254.8422 | 767.8749 | 1087.0459 | 619.8865 | 0 | 382.6283 | 777.7627 | 1194.0515 | 0 | 0 | 1334.1031 | 528.6274 | 415.8727 | 0 | 812.4252 | 850.9002 | 665.2372 | 1016.0398 | 829.3759 | 738.7061 | 1641.9988 | 390.1777 | 0 | 842.3713 | 1454.2192 | 404.3088 | 323.6881 | 1341.3758 | 0
Power | DE | 1410.7544 | 477.0367 | 406.4957 | 1458.0168 | 504.6164 | 382.6283 | 0 | 540.4862 | 1281.0399 | 1624.964 | 1750.7941 | 1662.6623 | 809.2732 | 790.1337 | 1286.0923 | 934.1527 | 1015.3315 | 339.257 | 1144.5982 | 1143.0905 | 356.1483 | 1503.6343 | 633.8734 | 0 | 1224.8462 | 1354.2725 | 643.6468 | 705.3003 | 959.5307 | 0
Power | DK | 1789.5085 | 973.0303 | 692.1557 | 0 | 1027.0498 | 777.7627 | 540.4862 | 0 | 978.4362 | 0 | 1298.0924 | 0 | 1294.228 | 1171.9395 | 1213.4345 | 1472.5555 | 873.0123 | 737.8086 | 921.646 | 0 | 503.8884 | 700 | 745.4993 | 0 | 1533.4077 | 400 | 1144.1172 | 1030.0239 | 850.09 | 0
Power | EE | 0 | 0 | 0 | 0 | 0 | 1194.0515 | 1281.0399 | 978.4362 | 0 | 0 | 647.9113 | 0 | 0 | 0 | 0 | 0 | 384.4682 | 0 | 205.6519 | 0 | 0 | 884.9993 | 825.4325 | 0 | 0 | 661.7204 | 0 | 1177.7913 | 0 | 0
Power | ES | 229.5903 | 1640.5831 | 1325.3755 | 0 | 1204.0081 | 0 | 1624.964 | 0 | 0 | 0 | 0 | 0 | 1723.5923 | 0 | 1479.4524 | 1341.0179 | 0 | 1307.3597 | 0 | 0 | 1513.1789 | 0 | 0 | 421.6724 | 0 | 0 | 1632.9648 | 0 | 1549.5138 | 0
Power | FI | 0 | 0 | 0 | 0 | 0 | 0 | 1750.7941 | 1298.0924 | 647.9113 | 0 | 0 | 0 | 0 | 0 | 0 | 0 | 1026.3112 | 0 | 852.1634 | 0 | 0 | 1000 | 1430.7808 | 0 | 0 | 505.8293 | 0 | 0 | 0 | 0
Power | FR | 0 | 1462.5037 | 300 | 0 | 350 | 1630.3314 | 500 | 1789.5085 | 0 | 1000 | 0 | 2201.0868 | 1577.9893 | 1838.3882 | 1284.4863 | 1000 | 0 | 1087.0487 | 0 | 1809.0939 | 1285.6613 | 2702.3606 | 2000.6021 | 560.6101 | 2252.616 | 2623.5487 | 1472.1386 | 1879.0772 | 600 | 0
Power | GR | 2201.0868 | 1188.0095 | 0 | 453.9526 | 0 | 1334.1031 | 1662.6623 | 0 | 0 | 0 | 0 | 0 | 859.9849 | 947.6451 | 0 | 1007.1001 | 0 | 0 | 0 | 521.1589 | 0 | 0 | 1480.0861 | 0 | 772.5959 | 0 | 1031.6187 | 1109.6122 | 0 | 868
Power | HR | 1577.9893 | 332.2684 | 1075.0709 | 753.1646 | 662.9393 | 528.6274 | 809.2732 | 1294.228 | 0 | 1723.5923 | 0 | 859.9849 | 0 | 331.4899 | 0 | 427.9887 | 1262.6509 | 938.1052 | 0 | 339.14 | 1129.394 | 0 | 818.1714 | 0 | 677.0909 | 1974.1875 | 171.9292 | 470.5961 | 0 | 0
Power | HU | 1838.3882 | 400.5937 | 1146.0452 | 671.1761 | 850.8725 | 415.8727 | 790.1337 | 1171.9395 | 0 | 0 | 0 | 947.6451 | 331.4899 | 0 | 0 | 755.2569 | 961.2257 | 1025.1109 | 1141.827 | 486.5098 | 1144.4013 | 0 | 551.7191 | 0 | 452.3566 | 1745.8481 | 369.9722 | 171.6497 | 0 | 0
Power | IE | 1284.4863 | 0 | 924.1353 | 0 | 0 | 0 | 1286.0923 | 1213.4345 | 0 | 1479.4524 | 0 | 0 | 0 | 0 | 0 | 0 | 0 | 1057.1666 | 0 | 0 | 932.2647 | 1780.1607 | 0 | 0 | 0 | 0 | 0 | 0 | 363.8529 | 0
Power | IT | 1223.6412 | 557.6926 | 1040.2243 | 1075.51 | 540.0073 | 812.4252 | 934.1527 | 1472.5555 | 0 | 1341.0179 | 0 | 1007.1001 | 427.9887 | 755.2569 | 0 | 0 | 0 | 903.0787 | 0 | 586.6637 | 1161.05 | 0 | 1174.6629 | 0 | 1082.6258 | 2245.49 | 429.9455 | 874.1071 | 1673.8377 | 0
Power | LT | 0 | 1094.8375 | 0 | 0 | 0 | 850.9002 | 1015.3315 | 873.0123 | 384.4682 | 0 | 1026.3112 | 0 | 1262.6509 | 961.2257 | 0 | 0 | 0 | 0 | 180.6077 | 0 | 1249.6982 | 1153.0141 | 464.5177 | 0 | 1059.2944 | 923.2309 | 1207.0469 | 797.0529 | 0 | 0
Power | LU | 1087.0487 | 640.3193 | 140.4027 | 0 | 367.0235 | 665.2372 | 339.257 | 737.8086 | 0 | 1307.3597 | 0 | 0 | 938.1052 | 1025.1109 | 1057.1666 | 903.0787 | 0 | 0 | 0 | 0 | 279.5369 | 1703.3396 | 969.4541 | 0 | 0 | 1586.2881 | 767.7284 | 981.1682 | 785.8857 | 0
Power | LV | 0 | 1264.264 | 0 | 0 | 0 | 1016.0398 | 1144.5982 | 921.646 | 205.6519 | 0 | 852.1634 | 0 | 0 | 1141.827 | 0 | 0 | 180.6077 | 0 | 0 | 0 | 1345.2498 | 1031.7559 | 636.2024 | 0 | 1225.5033 | 802.012 | 0 | 977.3338 | 0 | 0
Power | NL | 1285.6613 | 804.2385 | 192.1985 | 0 | 637.5471 | 738.7061 | 356.1483 | 503.8884 | 0 | 1513.1789 | 0 | 0 | 1129.394 | 1144.4013 | 932.2647 | 1161.05 | 1249.6982 | 279.5369 | 1345.2498 | 0 | 0 | 1444.2496 | 943.1572 | 0 | 0 | 1343.7475 | 958.0731 | 1060.7454 | 604.0311 | 0
Power | NO | 2702.3606 | 0 | 1636.143 | 0 | 0 | 1641.9988 | 1503.6343 | 700 | 884.9993 | 0 | 1000 | 0 | 0 | 0 | 1780.1607 | 0 | 1153.0141 | 1703.3396 | 1031.7559 | 0 | 1444.2496 | 0 | 1408.5356 | 0 | 0 | 230.3183 | 0 | 0 | 1492.311 | 0
Power | NONEU_Balkan | 1809.0939 | 667.2874 | 0 | 489.5097 | 978.2023 | 829.3759 | 1143.0905 | 0 | 0 | 0 | 0 | 521.1589 | 339.14 | 486.5098 | 0 | 586.6637 | 0 | 0 | 0 | 0 | 0 | 0 | 1038.1279 | 0 | 569.0699 | 0 | 511.0157 | 658.1573 | 0 | 0
Power | PL | 2000.6021 | 630.3583 | 1037.5299 | 1129.6862 | 1001.5313 | 390.1777 | 633.8734 | 745.4993 | 825.4325 | 0 | 1430.7808 | 1480.0861 | 818.1714 | 551.7191 | 0 | 1174.6629 | 464.5177 | 969.4541 | 636.2024 | 1038.1279 | 943.1572 | 1408.5356 | 0 | 0 | 809.1617 | 1196.527 | 746.5326 | 380.2114 | 1502.6294 | 0
Power | PT | 560.6101 | 0 | 0 | 0 | 0 | 0 | 0 | 0 | 0 | 421.6724 | 0 | 0 | 0 | 0 | 0 | 0 | 0 | 0 | 0 | 0 | 0 | 0 | 0 | 0 | 0 | 0 | 0 | 0 | 1672.9315 | 0
Power | RO | 2252.616 | 850.7212 | 0 | 343.0327 | 1292.2757 | 842.3713 | 1224.8462 | 1533.4077 | 0 | 0 | 0 | 772.5959 | 677.0909 | 452.3566 | 0 | 1082.6258 | 1059.2944 | 0 | 1225.5033 | 569.0699 | 0 | 0 | 809.1617 | 0 | 0 | 0 | 787.5682 | 523.9151 | 0 | 899
Power | SE | 2623.5487 | 1698.7859 | 1535.2615 | 0 | 1857.4129 | 1454.2192 | 1354.2725 | 400 | 661.7204 | 0 | 505.8293 | 0 | 1974.1875 | 1745.8481 | 0 | 2245.49 | 923.2309 | 1586.2881 | 802.012 | 0 | 1343.7475 | 230.3183 | 1196.527 | 0 | 0 | 0 | 1858.1773 | 1575.3717 | 1485.1832 | 0
Power | SI | 1472.1386 | 171.2397 | 903.9829 | 908.286 | 511.8414 | 404.3088 | 643.6468 | 1144.1172 | 0 | 1632.9648 | 0 | 1031.6187 | 171.9292 | 369.9722 | 0 | 429.9455 | 1207.0469 | 767.7284 | 0 | 511.0157 | 958.0731 | 0 | 746.5326 | 0 | 787.5682 | 1858.1773 | 0 | 454.5349 | 0 | 0
Power | SK | 1879.0772 | 416.6744 | 1089.56 | 797.8963 | 869.3805 | 323.6881 | 705.3003 | 1030.0239 | 1177.7913 | 0 | 0 | 1109.6122 | 470.5961 | 171.6497 | 0 | 874.1071 | 797.0529 | 981.1682 | 977.3338 | 658.1573 | 1060.7454 | 0 | 380.2114 | 0 | 523.9151 | 1575.3717 | 454.5349 | 0 | 0 | 0
Power | TR | 0 | 0 | 0 | 428 | 0 | 0 | 0 | 0 | 0 | 0 | 0 | 868 | 0 | 0 | 0 | 0 | 0 | 0 | 0 | 0 | 0 | 0 | 0 | 0 | 899 | 0 | 0 | 0 | 0 | 0
Power | UK | 600 | 1399.0173 | 645.5936 | 0 | 1134.7633 | 1341.3758 | 959.5307 | 850.09 | 0 | 1549.5138 | 0 | 0 | 0 | 0 | 363.8529 | 1673.8377 | 0 | 785.8857 | 0 | 0 | 604.0311 | 1492.311 | 1502.6294 | 1672.9315 | 0 | 1485.1832 | 0 | 0 | 0 | 0
Powerfuel | AT | 1462.5037 | 0 | 770.2368 | 1022.4506 | 456.3566 | 254.8422 | 477.0367 | 973.0303 | 0 | 1640.5831 | 0 | 1188.0095 | 332.2684 | 400.5937 | 0 | 557.6926 | 1094.8375 | 640.3193 | 1264.264 | 667.2874 | 804.2385 | 0 | 630.3583 | 0 | 850.7212 | 1698.7859 | 171.2397 | 416.6744 | 1399.0173 | 0
Powerfuel | BE | 1099.0231 | 770.2368 | 0 | 0 | 501.3955 | 767.8749 | 406.4957 | 692.1557 | 0 | 1325.3755 | 0 | 0 | 1075.0709 | 1146.0452 | 924.1353 | 1040.2243 | 0 | 140.4027 | 0 | 0 | 192.1985 | 1636.143 | 1037.5299 | 0 | 0 | 1535.2615 | 903.9829 | 1089.56 | 645.5936 | 0
Powerfuel | BG | 0 | 1022.4506 | 0 | 0 | 1415.4477 | 1087.0459 | 1458.0168 | 0 | 0 | 0 | 0 | 453.9526 | 753.1646 | 671.1761 | 0 | 1075.51 | 0 | 0 | 0 | 489.5097 | 0 | 0 | 1129.6862 | 0 | 343.0327 | 0 | 908.286 | 797.8963 | 0 | 428
Powerfuel | CH | 1014.3439 | 456.3566 | 501.3955 | 1415.4477 | 0 | 619.8865 | 504.6164 | 1027.0498 | 0 | 1204.0081 | 0 | 0 | 662.9393 | 850.8725 | 0 | 540.0073 | 0 | 367.0235 | 0 | 978.2023 | 637.5471 | 0 | 1001.5313 | 0 | 1292.2757 | 1857.4129 | 511.8414 | 869.3805 | 1134.7633 | 0
Powerfuel | CZ | 1630.3314 | 254.8422 | 767.8749 | 1087.0459 | 619.8865 | 0 | 382.6283 | 777.7627 | 1194.0515 | 0 | 0 | 1334.1031 | 528.6274 | 415.8727 | 0 | 812.4252 | 850.9002 | 665.2372 | 1016.0398 | 829.3759 | 738.7061 | 1641.9988 | 390.1777 | 0 | 842.3713 | 1454.2192 | 404.3088 | 323.6881 | 1341.3758 | 0
Powerfuel | DE | 1410.7544 | 477.0367 | 406.4957 | 1458.0168 | 504.6164 | 382.6283 | 0 | 540.4862 | 1281.0399 | 1624.964 | 1750.7941 | 1662.6623 | 809.2732 | 790.1337 | 1286.0923 | 934.1527 | 1015.3315 | 339.257 | 1144.5982 | 1143.0905 | 356.1483 | 1503.6343 | 633.8734 | 0 | 1224.8462 | 1354.2725 | 643.6468 | 705.3003 | 959.5307 | 0
Powerfuel | DK | 1789.5085 | 973.0303 | 692.1557 | 0 | 1027.0498 | 777.7627 | 540.4862 | 0 | 978.4362 | 0 | 1298.0924 | 0 | 1294.228 | 1171.9395 | 1213.4345 | 1472.5555 | 873.0123 | 737.8086 | 921.646 | 0 | 503.8884 | 700 | 745.4993 | 0 | 1533.4077 | 400 | 1144.1172 | 1030.0239 | 850.09 | 0
Powerfuel | EE | 0 | 0 | 0 | 0 | 0 | 1194.0515 | 1281.0399 | 978.4362 | 0 | 0 | 647.9113 | 0 | 0 | 0 | 0 | 0 | 384.4682 | 0 | 205.6519 | 0 | 0 | 884.9993 | 825.4325 | 0 | 0 | 661.7204 | 0 | 1177.7913 | 0 | 0
Powerfuel | ES | 229.5903 | 1640.5831 | 1325.3755 | 0 | 1204.0081 | 0 | 1624.964 | 0 | 0 | 0 | 0 | 0 | 1723.5923 | 0 | 1479.4524 | 1341.0179 | 0 | 1307.3597 | 0 | 0 | 1513.1789 | 0 | 0 | 421.6724 | 0 | 0 | 1632.9648 | 0 | 1549.5138 | 0
Powerfuel | FI | 0 | 0 | 0 | 0 | 0 | 0 | 1750.7941 | 1298.0924 | 647.9113 | 0 | 0 | 0 | 0 | 0 | 0 | 0 | 1026.3112 | 0 | 852.1634 | 0 | 0 | 1000 | 1430.7808 | 0 | 0 | 505.8293 | 0 | 0 | 0 | 0
Powerfuel | FR | 0 | 1462.5037 | 300 | 0 | 350 | 1630.3314 | 500 | 1789.5085 | 0 | 1000 | 0 | 2201.0868 | 1577.9893 | 1838.3882 | 1284.4863 | 1000 | 0 | 1087.0487 | 0 | 1809.0939 | 1285.6613 | 2702.3606 | 2000.6021 | 560.6101 | 2252.616 | 2623.5487 | 1472.1386 | 1879.0772 | 600 | 0
Powerfuel | GR | 2201.0868 | 1188.0095 | 0 | 453.9526 | 0 | 1334.1031 | 1662.6623 | 0 | 0 | 0 | 0 | 0 | 859.9849 | 947.6451 | 0 | 1007.1001 | 0 | 0 | 0 | 521.1589 | 0 | 0 | 1480.0861 | 0 | 772.5959 | 0 | 1031.6187 | 1109.6122 | 0 | 868
Powerfuel | HR | 1577.9893 | 332.2684 | 1075.0709 | 753.1646 | 662.9393 | 528.6274 | 809.2732 | 1294.228 | 0 | 1723.5923 | 0 | 859.9849 | 0 | 331.4899 | 0 | 427.9887 | 1262.6509 | 938.1052 | 0 | 339.14 | 1129.394 | 0 | 818.1714 | 0 | 677.0909 | 1974.1875 | 171.9292 | 470.5961 | 0 | 0
Powerfuel | HU | 1838.3882 | 400.5937 | 1146.0452 | 671.1761 | 850.8725 | 415.8727 | 790.1337 | 1171.9395 | 0 | 0 | 0 | 947.6451 | 331.4899 | 0 | 0 | 755.2569 | 961.2257 | 1025.1109 | 1141.827 | 486.5098 | 1144.4013 | 0 | 551.7191 | 0 | 452.3566 | 1745.8481 | 369.9722 | 171.6497 | 0 | 0
Powerfuel | IE | 1284.4863 | 0 | 924.1353 | 0 | 0 | 0 | 1286.0923 | 1213.4345 | 0 | 1479.4524 | 0 | 0 | 0 | 0 | 0 | 0 | 0 | 1057.1666 | 0 | 0 | 932.2647 | 1780.1607 | 0 | 0 | 0 | 0 | 0 | 0 | 363.8529 | 0
Powerfuel | IT | 1223.6412 | 557.6926 | 1040.2243 | 1075.51 | 540.0073 | 812.4252 | 934.1527 | 1472.5555 | 0 | 1341.0179 | 0 | 1007.1001 | 427.9887 | 755.2569 | 0 | 0 | 0 | 903.0787 | 0 | 586.6637 | 1161.05 | 0 | 1174.6629 | 0 | 1082.6258 | 2245.49 | 429.9455 | 874.1071 | 1673.8377 | 0
Powerfuel | LT | 0 | 1094.8375 | 0 | 0 | 0 | 850.9002 | 1015.3315 | 873.0123 | 384.4682 | 0 | 1026.3112 | 0 | 1262.6509 | 961.2257 | 0 | 0 | 0 | 0 | 180.6077 | 0 | 1249.6982 | 1153.0141 | 464.5177 | 0 | 1059.2944 | 923.2309 | 1207.0469 | 797.0529 | 0 | 0
Powerfuel | LU | 1087.0487 | 640.3193 | 140.4027 | 0 | 367.0235 | 665.2372 | 339.257 | 737.8086 | 0 | 1307.3597 | 0 | 0 | 938.1052 | 1025.1109 | 1057.1666 | 903.0787 | 0 | 0 | 0 | 0 | 279.5369 | 1703.3396 | 969.4541 | 0 | 0 | 1586.2881 | 767.7284 | 981.1682 | 785.8857 | 0
Powerfuel | LV | 0 | 1264.264 | 0 | 0 | 0 | 1016.0398 | 1144.5982 | 921.646 | 205.6519 | 0 | 852.1634 | 0 | 0 | 1141.827 | 0 | 0 | 180.6077 | 0 | 0 | 0 | 1345.2498 | 1031.7559 | 636.2024 | 0 | 1225.5033 | 802.012 | 0 | 977.3338 | 0 | 0
Powerfuel | NL | 1285.6613 | 804.2385 | 192.1985 | 0 | 637.5471 | 738.7061 | 356.1483 | 503.8884 | 0 | 1513.1789 | 0 | 0 | 1129.394 | 1144.4013 | 932.2647 | 1161.05 | 1249.6982 | 279.5369 | 1345.2498 | 0 | 0 | 1444.2496 | 943.1572 | 0 | 0 | 1343.7475 | 958.0731 | 1060.7454 | 604.0311 | 0
Powerfuel | NO | 2702.3606 | 0 | 1636.143 | 0 | 0 | 1641.9988 | 1503.6343 | 700 | 884.9993 | 0 | 1000 | 0 | 0 | 0 | 1780.1607 | 0 | 1153.0141 | 1703.3396 | 1031.7559 | 0 | 1444.2496 | 0 | 1408.5356 | 0 | 0 | 230.3183 | 0 | 0 | 1492.311 | 0
Powerfuel | NONEU_Balkan | 1809.0939 | 667.2874 | 0 | 489.5097 | 978.2023 | 829.3759 | 1143.0905 | 0 | 0 | 0 | 0 | 521.1589 | 339.14 | 486.5098 | 0 | 586.6637 | 0 | 0 | 0 | 0 | 0 | 0 | 1038.1279 | 0 | 569.0699 | 0 | 511.0157 | 658.1573 | 0 | 0
Powerfuel | PL | 2000.6021 | 630.3583 | 1037.5299 | 1129.6862 | 1001.5313 | 390.1777 | 633.8734 | 745.4993 | 825.4325 | 0 | 1430.7808 | 1480.0861 | 818.1714 | 551.7191 | 0 | 1174.6629 | 464.5177 | 969.4541 | 636.2024 | 1038.1279 | 943.1572 | 1408.5356 | 0 | 0 | 809.1617 | 1196.527 | 746.5326 | 380.2114 | 1502.6294 | 0
Powerfuel | PT | 560.6101 | 0 | 0 | 0 | 0 | 0 | 0 | 0 | 0 | 421.6724 | 0 | 0 | 0 | 0 | 0 | 0 | 0 | 0 | 0 | 0 | 0 | 0 | 0 | 0 | 0 | 0 | 0 | 0 | 1672.9315 | 0
Powerfuel | RO | 2252.616 | 850.7212 | 0 | 343.0327 | 1292.2757 | 842.3713 | 1224.8462 | 1533.4077 | 0 | 0 | 0 | 772.5959 | 677.0909 | 452.3566 | 0 | 1082.6258 | 1059.2944 | 0 | 1225.5033 | 569.0699 | 0 | 0 | 809.1617 | 0 | 0 | 0 | 787.5682 | 523.9151 | 0 | 899
Powerfuel | SE | 2623.5487 | 1698.7859 | 1535.2615 | 0 | 1857.4129 | 1454.2192 | 1354.2725 | 400 | 661.7204 | 0 | 505.8293 | 0 | 1974.1875 | 1745.8481 | 0 | 2245.49 | 923.2309 | 1586.2881 | 802.012 | 0 | 1343.7475 | 230.3183 | 1196.527 | 0 | 0 | 0 | 1858.1773 | 1575.3717 | 1485.1832 | 0
Powerfuel | SI | 1472.1386 | 171.2397 | 903.9829 | 908.286 | 511.8414 | 404.3088 | 643.6468 | 1144.1172 | 0 | 1632.9648 | 0 | 1031.6187 | 171.9292 | 369.9722 | 0 | 429.9455 | 1207.0469 | 767.7284 | 0 | 511.0157 | 958.0731 | 0 | 746.5326 | 0 | 787.5682 | 1858.1773 | 0 | 454.5349 | 0 | 0
Powerfuel | SK | 1879.0772 | 416.6744 | 1089.56 | 797.8963 | 869.3805 | 323.6881 | 705.3003 | 1030.0239 | 1177.7913 | 0 | 0 | 1109.6122 | 470.5961 | 171.6497 | 0 | 874.1071 | 797.0529 | 981.1682 | 977.3338 | 658.1573 | 1060.7454 | 0 | 380.2114 | 0 | 523.9151 | 1575.3717 | 454.5349 | 0 | 0 | 0
Powerfuel | TR | 0 | 0 | 0 | 428 | 0 | 0 | 0 | 0 | 0 | 0 | 0 | 868 | 0 | 0 | 0 | 0 | 0 | 0 | 0 | 0 | 0 | 0 | 0 | 0 | 899 | 0 | 0 | 0 | 0 | 0
Powerfuel | UK | 600 | 1399.0173 | 645.5936 | 0 | 1134.7633 | 1341.3758 | 959.5307 | 850.09 | 0 | 1549.5138 | 0 | 0 | 0 | 0 | 363.8529 | 1673.8377 | 0 | 785.8857 | 0 | 0 | 604.0311 | 1492.311 | 1502.6294 | 1672.9315 | 0 | 1485.1832 | 0 | 0 | 0 | 0
ETS | AT | 0 | 1 | 1 | 1 | 1 | 1 | 1 | 1 | 1 | 1 | 1 | 1 | 1 | 1 | 1 | 1 | 1 | 1 | 1 | 1 | 1 | 1 | 1 | 1 | 1 | 1 | 1 | 1 | 1 | 1
ETS | BE | 1 | 0 | 1 | 1 | 1 | 1 | 1 | 1 | 1 | 1 | 1 | 1 | 1 | 1 | 1 | 1 | 1 | 1 | 1 | 1 | 1 | 1 | 1 | 1 | 1 | 1 | 1 | 1 | 1 | 1
ETS | BG | 1 | 1 | 0 | 1 | 1 | 1 | 1 | 1 | 1 | 1 | 1 | 1 | 1 | 1 | 1 | 1 | 1 | 1 | 1 | 1 | 1 | 1 | 1 | 1 | 1 | 1 | 1 | 1 | 1 | 1
ETS | CH | 1 | 1 | 1 | 0 | 1 | 1 | 1 | 1 | 1 | 1 | 1 | 1 | 1 | 1 | 1 | 1 | 1 | 1 | 1 | 1 | 1 | 1 | 1 | 1 | 1 | 1 | 1 | 1 | 1 | 1
ETS | CZ | 1 | 1 | 1 | 1 | 0 | 1 | 1 | 1 | 1 | 1 | 1 | 1 | 1 | 1 | 1 | 1 | 1 | 1 | 1 | 1 | 1 | 1 | 1 | 1 | 1 | 1 | 1 | 1 | 1 | 1
ETS | DE | 1 | 1 | 1 | 1 | 1 | 0 | 1 | 1 | 1 | 1 | 1 | 1 | 1 | 1 | 1 | 1 | 1 | 1 | 1 | 1 | 1 | 1 | 1 | 1 | 1 | 1 | 1 | 1 | 1 | 1
ETS | DK | 1 | 1 | 1 | 1 | 1 | 1 | 0 | 1 | 1 | 1 | 1 | 1 | 1 | 1 | 1 | 1 | 1 | 1 | 1 | 1 | 1 | 1 | 1 | 1 | 1 | 1 | 1 | 1 | 1 | 1
ETS | EE | 1 | 1 | 1 | 1 | 1 | 1 | 1 | 0 | 1 | 1 | 1 | 1 | 1 | 1 | 1 | 1 | 1 | 1 | 1 | 1 | 1 | 1 | 1 | 1 | 1 | 1 | 1 | 1 | 1 | 1
ETS | ES | 1 | 1 | 1 | 1 | 1 | 1 | 1 | 1 | 0 | 1 | 1 | 1 | 1 | 1 | 1 | 1 | 1 | 1 | 1 | 1 | 1 | 1 | 1 | 1 | 1 | 1 | 1 | 1 | 1 | 1
ETS | FI | 1 | 1 | 1 | 1 | 1 | 1 | 1 | 1 | 1 | 0 | 1 | 1 | 1 | 1 | 1 | 1 | 1 | 1 | 1 | 1 | 1 | 1 | 1 | 1 | 1 | 1 | 1 | 1 | 1 | 1
ETS | FR | 1 | 1 | 1 | 1 | 1 | 1 | 1 | 1 | 1 | 1 | 0 | 1 | 1 | 1 | 1 | 1 | 1 | 1 | 1 | 1 | 1 | 1 | 1 | 1 | 1 | 1 | 1 | 1 | 1 | 1
ETS | GR | 1 | 1 | 1 | 1 | 1 | 1 | 1 | 1 | 1 | 1 | 1 | 0 | 1 | 1 | 1 | 1 | 1 | 1 | 1 | 1 | 1 | 1 | 1 | 1 | 1 | 1 | 1 | 1 | 1 | 1
ETS | HR | 1 | 1 | 1 | 1 | 1 | 1 | 1 | 1 | 1 | 1 | 1 | 1 | 0 | 1 | 1 | 1 | 1 | 1 | 1 | 1 | 1 | 1 | 1 | 1 | 1 | 1 | 1 | 1 | 1 | 1
ETS | HU | 1 | 1 | 1 | 1 | 1 | 1 | 1 | 1 | 1 | 1 | 1 | 1 | 1 | 0 | 1 | 1 | 1 | 1 | 1 | 1 | 1 | 1 | 1 | 1 | 1 | 1 | 1 | 1 | 1 | 1
ETS | IE | 1 | 1 | 1 | 1 | 1 | 1 | 1 | 1 | 1 | 1 | 1 | 1 | 1 | 1 | 0 | 1 | 1 | 1 | 1 | 1 | 1 | 1 | 1 | 1 | 1 | 1 | 1 | 1 | 1 | 1
ETS | IT | 1 | 1 | 1 | 1 | 1 | 1 | 1 | 1 | 1 | 1 | 1 | 1 | 1 | 1 | 1 | 0 | 1 | 1 | 1 | 1 | 1 | 1 | 1 | 1 | 1 | 1 | 1 | 1 | 1 | 1
ETS | LT | 1 | 1 | 1 | 1 | 1 | 1 | 1 | 1 | 1 | 1 | 1 | 1 | 1 | 1 | 1 | 1 | 0 | 1 | 1 | 1 | 1 | 1 | 1 | 1 | 1 | 1 | 1 | 1 | 1 | 1
ETS | LU | 1 | 1 | 1 | 1 | 1 | 1 | 1 | 1 | 1 | 1 | 1 | 1 | 1 | 1 | 1 | 1 | 1 | 0 | 1 | 1 | 1 | 1 | 1 | 1 | 1 | 1 | 1 | 1 | 1 | 1
ETS | LV | 1 | 1 | 1 | 1 | 1 | 1 | 1 | 1 | 1 | 1 | 1 | 1 | 1 | 1 | 1 | 1 | 1 | 1 | 0 | 1 | 1 | 1 | 1 | 1 | 1 | 1 | 1 | 1 | 1 | 1
ETS | NL | [19 empty] | 0 | 1 | 1 | 1 | 1 | 1 | 1 | 1 | 1 | 1 | 1 | bar: FR to LV
ETS | NO | [19 empty] | 1 | 0 | 1 | 1 | 1 | 1 | 1 | 1 | 1 | 1 | 1 | bar: FR to LV
ETS | NONEU_Balkan | [19 empty] | 1 | 1 | 0 | 1 | 1 | 1 | 1 | 1 | 1 | 1 | 1 | bar: FR to LV
ETS | PL | [19 empty] | 1 | 1 | 1 | 0 | 1 | 1 | 1 | 1 | 1 | 1 | 1 | bar: FR to LV
ETS | PT | [19 empty] | 1 | 1 | 1 | 1 | 0 | 1 | 1 | 1 | 1 | 1 | 1 | bar: FR to LV
ETS | RO | [19 empty] | 1 | 1 | 1 | 1 | 1 | 0 | 1 | 1 | 1 | 1 | 1 | bar: FR to LV
ETS | SE | [19 empty] | 1 | 1 | 1 | 1 | 1 | 1 | 0 | 1 | 1 | 1 | 1 | bar: FR to LV
ETS | SI | [19 empty] | 1 | 1 | 1 | 1 | 1 | 1 | 1 | 0 | 1 | 1 | 1 | bar: FR to LV
ETS | SK | [19 empty] | 1 | 1 | 1 | 1 | 1 | 1 | 1 | 1 | 0 | 1 | 1 | bar: FR to LV
ETS | TR | [19 empty] | 1 | 1 | 1 | 1 | 1 | 1 | 1 | 1 | 1 | 0 | 1 | bar: FR to LV
ETS | UK | [19 empty] | 1 | 1 | 1 | 1 | 1 | 1 | 1 | 1 | 1 | 1 | 0 | bar: FR to LV

## Par_TradeCosts
TradeCosts{f in FUEL, r in REGION1, rr in REGION2}
Costs for trading a fuel from one region to another.
Unit: M€/PJ
|  | FR | AT | BE | BG | CH | CZ | DE | DK | EE | ES | FI | GR | HR | HU | IE | IT | LT | LU | LV | NONEU_Balkan | NL | NO | PL | PT | RO | SE | SI | SK | UK | TR
Distance | AT | 1462.5037 | 0 | 770.2368 | 1022.4506 | 456.3566 | 254.8422 | 477.0367 | 973.0303 | 0 | 1640.5831 | 0 | 1188.0095 | 332.2684 | 400.5937 | 0 | 557.6926 | 1094.8375 | 640.3193 | 1264.264 | 667.2874 | 804.2385 | 0 | 630.3583 | 0 | 850.7212 | 1698.7859 | 171.2397 | 416.6744 | 1399.0173 | 0
Distance | BE | 1099.0231 | 770.2368 | 0 | 0 | 501.3955 | 767.8749 | 406.4957 | 692.1557 | 0 | 1325.3755 | 0 | 0 | 1075.0709 | 1146.0452 | 924.1353 | 1040.2243 | 0 | 140.4027 | 0 | 0 | 192.1985 | 1636.143 | 1037.5299 | 0 | 0 | 1535.2615 | 903.9829 | 1089.56 | 645.5936 | 0
Distance | BG | 0 | 1022.4506 | 0 | 0 | 1415.4477 | 1087.0459 | 1458.0168 | 0 | 0 | 0 | 0 | 453.9526 | 753.1646 | 671.1761 | 0 | 1075.51 | 0 | 0 | 0 | 489.5097 | 0 | 0 | 1129.6862 | 0 | 343.0327 | 0 | 908.286 | 797.8963 | 0 | 428
Distance | CH | 1014.3439 | 456.3566 | 501.3955 | 1415.4477 | 0 | 619.8865 | 504.6164 | 1027.0498 | 0 | 1204.0081 | 0 | 0 | 662.9393 | 850.8725 | 0 | 540.0073 | 0 | 367.0235 | 0 | 978.2023 | 637.5471 | 0 | 1001.5313 | 0 | 1292.2757 | 1857.4129 | 511.8414 | 869.3805 | 1134.7633 | 0
Distance | CZ | 1630.3314 | 254.8422 | 767.8749 | 1087.0459 | 619.8865 | 0 | 382.6283 | 777.7627 | 1194.0515 | 0 | 0 | 1334.1031 | 528.6274 | 415.8727 | 0 | 812.4252 | 850.9002 | 665.2372 | 1016.0398 | 829.3759 | 738.7061 | 1641.9988 | 390.1777 | 0 | 842.3713 | 1454.2192 | 404.3088 | 323.6881 | 1341.3758 | 0
Distance | DE | 1410.7544 | 477.0367 | 406.4957 | 1458.0168 | 504.6164 | 382.6283 | 0 | 540.4862 | 1281.0399 | 1624.964 | 1750.7941 | 1662.6623 | 809.2732 | 790.1337 | 1286.0923 | 934.1527 | 1015.3315 | 339.257 | 1144.5982 | 1143.0905 | 356.1483 | 1503.6343 | 633.8734 | 0 | 1224.8462 | 1354.2725 | 643.6468 | 705.3003 | 959.5307 | 0
Distance | DK | 1789.5085 | 973.0303 | 692.1557 | 0 | 1027.0498 | 777.7627 | 540.4862 | 0 | 978.4362 | 0 | 1298.0924 | 0 | 1294.228 | 1171.9395 | 1213.4345 | 1472.5555 | 873.0123 | 737.8086 | 921.646 | 0 | 503.8884 | 700 | 745.4993 | 0 | 1533.4077 | 400 | 1144.1172 | 1030.0239 | 850.09 | 0
Distance | EE | 0 | 0 | 0 | 0 | 0 | 1194.0515 | 1281.0399 | 978.4362 | 0 | 0 | 647.9113 | 0 | 0 | 0 | 0 | 0 | 384.4682 | 0 | 205.6519 | 0 | 0 | 884.9993 | 825.4325 | 0 | 0 | 661.7204 | 0 | 1177.7913 | 0 | 0
Distance | ES | 229.5903 | 1640.5831 | 1325.3755 | 0 | 1204.0081 | 0 | 1624.964 | 0 | 0 | 0 | 0 | 0 | 1723.5923 | 0 | 1479.4524 | 1341.0179 | 0 | 1307.3597 | 0 | 0 | 1513.1789 | 0 | 0 | 421.6724 | 0 | 0 | 1632.9648 | 0 | 1549.5138 | 0
Distance | FI | 0 | 0 | 0 | 0 | 0 | 0 | 1750.7941 | 1298.0924 | 647.9113 | 0 | 0 | 0 | 0 | 0 | 0 | 0 | 1026.3112 | 0 | 852.1634 | 0 | 0 | 1000 | 1430.7808 | 0 | 0 | 505.8293 | 0 | 0 | 0 | 0
Distance | FR | 0 | 1462.5037 | 300 | 0 | 350 | 1630.3314 | 500 | 1789.5085 | 0 | 1000 | 0 | 2201.0868 | 1577.9893 | 1838.3882 | 1284.4863 | 1000 | 0 | 1087.0487 | 0 | 1809.0939 | 1285.6613 | 2702.3606 | 2000.6021 | 560.6101 | 2252.616 | 2623.5487 | 1472.1386 | 1879.0772 | 600 | 0
Distance | GR | 2201.0868 | 1188.0095 | 0 | 453.9526 | 0 | 1334.1031 | 1662.6623 | 0 | 0 | 0 | 0 | 0 | 859.9849 | 947.6451 | 0 | 1007.1001 | 0 | 0 | 0 | 521.1589 | 0 | 0 | 1480.0861 | 0 | 772.5959 | 0 | 1031.6187 | 1109.6122 | 0 | 868
Distance | HR | 1577.9893 | 332.2684 | 1075.0709 | 753.1646 | 662.9393 | 528.6274 | 809.2732 | 1294.228 | 0 | 1723.5923 | 0 | 859.9849 | 0 | 331.4899 | 0 | 427.9887 | 1262.6509 | 938.1052 | 0 | 339.14 | 1129.394 | 0 | 818.1714 | 0 | 677.0909 | 1974.1875 | 171.9292 | 470.5961 | 0 | 0
Distance | HU | 1838.3882 | 400.5937 | 1146.0452 | 671.1761 | 850.8725 | 415.8727 | 790.1337 | 1171.9395 | 0 | 0 | 0 | 947.6451 | 331.4899 | 0 | 0 | 755.2569 | 961.2257 | 1025.1109 | 1141.827 | 486.5098 | 1144.4013 | 0 | 551.7191 | 0 | 452.3566 | 1745.8481 | 369.9722 | 171.6497 | 0 | 0
Distance | IE | 1284.4863 | 0 | 924.1353 | 0 | 0 | 0 | 1286.0923 | 1213.4345 | 0 | 1479.4524 | 0 | 0 | 0 | 0 | 0 | 0 | 0 | 1057.1666 | 0 | 0 | 932.2647 | 1780.1607 | 0 | 0 | 0 | 0 | 0 | 0 | 363.8529 | 0
Distance | IT | 1223.6412 | 557.6926 | 1040.2243 | 1075.51 | 540.0073 | 812.4252 | 934.1527 | 1472.5555 | 0 | 1341.0179 | 0 | 1007.1001 | 427.9887 | 755.2569 | 0 | 0 | 0 | 903.0787 | 0 | 586.6637 | 1161.05 | 0 | 1174.6629 | 0 | 1082.6258 | 2245.49 | 429.9455 | 874.1071 | 1673.8377 | 0
Distance | LT | 0 | 1094.8375 | 0 | 0 | 0 | 850.9002 | 1015.3315 | 873.0123 | 384.4682 | 0 | 1026.3112 | 0 | 1262.6509 | 961.2257 | 0 | 0 | 0 | 0 | 180.6077 | 0 | 1249.6982 | 1153.0141 | 464.5177 | 0 | 1059.2944 | 923.2309 | 1207.0469 | 797.0529 | 0 | 0
Distance | LU | 1087.0487 | 640.3193 | 140.4027 | 0 | 367.0235 | 665.2372 | 339.257 | 737.8086 | 0 | 1307.3597 | 0 | 0 | 938.1052 | 1025.1109 | 1057.1666 | 903.0787 | 0 | 0 | 0 | 0 | 279.5369 | 1703.3396 | 969.4541 | 0 | 0 | 1586.2881 | 767.7284 | 981.1682 | 785.8857 | 0
Distance | LV | 0 | 1264.264 | 0 | 0 | 0 | 1016.0398 | 1144.5982 | 921.646 | 205.6519 | 0 | 852.1634 | 0 | 0 | 1141.827 | 0 | 0 | 180.6077 | 0 | 0 | 0 | 1345.2498 | 1031.7559 | 636.2024 | 0 | 1225.5033 | 802.012 | 0 | 977.3338 | 0 | 0
Distance | NL | 1285.6613 | 804.2385 | 192.1985 | 0 | 637.5471 | 738.7061 | 356.1483 | 503.8884 | 0 | 1513.1789 | 0 | 0 | 1129.394 | 1144.4013 | 932.2647 | 1161.05 | 1249.6982 | 279.5369 | 1345.2498 | 0 | 0 | 1444.2496 | 943.1572 | 0 | 0 | 1343.7475 | 958.0731 | 1060.7454 | 604.0311 | 0
Distance | NO | 2702.3606 | 0 | 1636.143 | 0 | 0 | 1641.9988 | 1503.6343 | 700 | 884.9993 | 0 | 1000 | 0 | 0 | 0 | 1780.1607 | 0 | 1153.0141 | 1703.3396 | 1031.7559 | 0 | 1444.2496 | 0 | 1408.5356 | 0 | 0 | 230.3183 | 0 | 0 | 1492.311 | 0
Distance | NONEU_Balkan | 1809.0939 | 667.2874 | 0 | 489.5097 | 978.2023 | 829.3759 | 1143.0905 | 0 | 0 | 0 | 0 | 521.1589 | 339.14 | 486.5098 | 0 | 586.6637 | 0 | 0 | 0 | 0 | 0 | 0 | 1038.1279 | 0 | 569.0699 | 0 | 511.0157 | 658.1573 | 0 | 0
Distance | PL | 2000.6021 | 630.3583 | 1037.5299 | 1129.6862 | 1001.5313 | 390.1777 | 633.8734 | 745.4993 | 825.4325 | 0 | 1430.7808 | 1480.0861 | 818.1714 | 551.7191 | 0 | 1174.6629 | 464.5177 | 969.4541 | 636.2024 | 1038.1279 | 943.1572 | 1408.5356 | 0 | 0 | 809.1617 | 1196.527 | 746.5326 | 380.2114 | 1502.6294 | 0
Distance | PT | 560.6101 | 0 | 0 | 0 | 0 | 0 | 0 | 0 | 0 | 421.6724 | 0 | 0 | 0 | 0 | 0 | 0 | 0 | 0 | 0 | 0 | 0 | 0 | 0 | 0 | 0 | 0 | 0 | 0 | 1672.9315 | 0
Distance | RO | 2252.616 | 850.7212 | 0 | 343.0327 | 1292.2757 | 842.3713 | 1224.8462 | 1533.4077 | 0 | 0 | 0 | 772.5959 | 677.0909 | 452.3566 | 0 | 1082.6258 | 1059.2944 | 0 | 1225.5033 | 569.0699 | 0 | 0 | 809.1617 | 0 | 0 | 0 | 787.5682 | 523.9151 | 0 | 899
Distance | SE | 2623.5487 | 1698.7859 | 1535.2615 | 0 | 1857.4129 | 1454.2192 | 1354.2725 | 400 | 661.7204 | 0 | 505.8293 | 0 | 1974.1875 | 1745.8481 | 0 | 2245.49 | 923.2309 | 1586.2881 | 802.012 | 0 | 1343.7475 | 230.3183 | 1196.527 | 0 | 0 | 0 | 1858.1773 | 1575.3717 | 1485.1832 | 0
Distance | SI | 1472.1386 | 171.2397 | 903.9829 | 908.286 | 511.8414 | 404.3088 | 643.6468 | 1144.1172 | 0 | 1632.9648 | 0 | 1031.6187 | 171.9292 | 369.9722 | 0 | 429.9455 | 1207.0469 | 767.7284 | 0 | 511.0157 | 958.0731 | 0 | 746.5326 | 0 | 787.5682 | 1858.1773 | 0 | 454.5349 | 0 | 0
Distance | SK | 1879.0772 | 416.6744 | 1089.56 | 797.8963 | 869.3805 | 323.6881 | 705.3003 | 1030.0239 | 1177.7913 | 0 | 0 | 1109.6122 | 470.5961 | 171.6497 | 0 | 874.1071 | 797.0529 | 981.1682 | 977.3338 | 658.1573 | 1060.7454 | 0 | 380.2114 | 0 | 523.9151 | 1575.3717 | 454.5349 | 0 | 0 | 0
Distance | TR | 0 | 0 | 0 | 428 | 0 | 0 | 0 | 0 | 0 | 0 | 0 | 868 | 0 | 0 | 0 | 0 | 0 | 0 | 0 | 0 | 0 | 0 | 0 | 0 | 899 | 0 | 0 | 0 | 0 | 0
Distance | UK | 600 | 1399.0173 | 645.5936 | 0 | 1134.7633 | 1341.3758 | 959.5307 | 850.09 | 0 | 1549.5138 | 0 | 0 | 0 | 0 | 363.8529 | 1673.8377 | 0 | 785.8857 | 0 | 0 | 604.0311 | 1492.311 | 1502.6294 | 1672.9315 | 0 | 1485.1832 | 0 | 0 | 0 | 0
Hardcoal | AT | 0.47524 | 0 | 0.44648 | 0.45696 | 0.43344 | 0.42507 | 0.4343 | 0.45491 | 0 | 0.48263 | 0 | 0.46384 | 0.42829 | 0.43113 | 0 | 0.43765 | 0.45997 | 0.44109 | 0.467 | 0.44221 | 0.44789 | 0 | 0.44067 | 0 | 0.44983 | 0.48505 | 0.4216 | 0.4318 | 0.4726 | 0
Hardcoal | BE | 0.46014 | 0.44648 | 0 | 0 | 0.43532 | 0.44638 | 0.43137 | 0.44324 | 0 | 0.46954 | 0 | 0 | 0.45914 | 0.46209 | 0.45287 | 0.4577 | 0 | 0.42032 | 0 | 0 | 0.42247 | 0.48245 | 0.45759 | 0 | 0 | 0.47826 | 0.45204 | 0.45975 | 0.4413 | 0
Hardcoal | BG | 0 | 0.45696 | 0 | 0 | 0.47328 | 0.45964 | 0.47505 | 0 | 0 | 0 | 0 | 0.43334 | 0.44577 | 0.44237 | 0 | 0.45916 | 0 | 0 | 0 | 0.43482 | 0 | 0 | 0.46141 | 0 | 0.42874 | 0 | 0.45222 | 0.44763 | 0 | 0.43227
Hardcoal | CH | 0.45662 | 0.43344 | 0.43532 | 0.47328 | 0 | 0.44024 | 0.43545 | 0.45715 | 0 | 0.4645 | 0 | 0 | 0.44203 | 0.44983 | 0 | 0.43692 | 0 | 0.42973 | 0 | 0.45512 | 0.44097 | 0 | 0.45609 | 0 | 0.46817 | 0.49164 | 0.43575 | 0.4506 | 0.46162 | 0
Hardcoal | CZ | 0.48221 | 0.42507 | 0.44638 | 0.45964 | 0.44024 | 0 | 0.43038 | 0.44679 | 0.46409 | 0 | 0 | 0.4699 | 0.43645 | 0.43176 | 0 | 0.44823 | 0.44983 | 0.44212 | 0.45669 | 0.44894 | 0.44517 | 0.48269 | 0.4307 | 0 | 0.44948 | 0.47489 | 0.43128 | 0.42793 | 0.47021 | 0
Hardcoal | DE | 0.47309 | 0.4343 | 0.43137 | 0.47505 | 0.43545 | 0.43038 | 0 | 0.43694 | 0.4677 | 0.48199 | 0.48721 | 0.48355 | 0.4481 | 0.44731 | 0.46791 | 0.45329 | 0.45666 | 0.42858 | 0.46203 | 0.46197 | 0.42928 | 0.47695 | 0.44082 | 0 | 0.46537 | 0.47074 | 0.44122 | 0.44379 | 0.45435 | 0
Hardcoal | DK | 0.48882 | 0.45491 | 0.44324 | 0 | 0.45715 | 0.44679 | 0.43694 | 0 | 0.45513 | 0 | 0.46841 | 0 | 0.46825 | 0.46317 | 0.46489 | 0.47566 | 0.45075 | 0.44514 | 0.45277 | 0 | 0.43542 | 0.44356 | 0.44545 | 0 | 0.47818 | 0.4311 | 0.46201 | 0.45727 | 0.4498 | 0
Hardcoal | EE | 0 | 0 | 0 | 0 | 0 | 0.46409 | 0.4677 | 0.45513 | 0 | 0 | 0.4414 | 0 | 0 | 0 | 0 | 0 | 0.43046 | 0 | 0.42303 | 0 | 0 | 0.45125 | 0.44878 | 0 | 0 | 0.44197 | 0 | 0.46341 | 0 | 0
Hardcoal | ES | 0.42403 | 0.48263 | 0.46954 | 0 | 0.4645 | 0 | 0.48199 | 0 | 0 | 0 | 0 | 0 | 0.48608 | 0 | 0.47594 | 0.47019 | 0 | 0.46879 | 0 | 0 | 0.47734 | 0 | 0 | 0.432 | 0 | 0 | 0.48232 | 0 | 0.47885 | 0
Hardcoal | FI | 0 | 0 | 0 | 0 | 0 | 0 | 0.48721 | 0.46841 | 0.4414 | 0 | 0 | 0 | 0 | 0 | 0 | 0 | 0.45712 | 0 | 0.44989 | 0 | 0 | 0.45603 | 0.47392 | 0 | 0 | 0.4355 | 0 | 0 | 0 | 0
Hardcoal | FR | 0 | 0.47524 | 0.42695 | 0 | 0.42903 | 0.48221 | 0.43526 | 0.48882 | 0 | 0.45603 | 0 | 0.50592 | 0.48003 | 0.49085 | 0.46784 | 0.45603 | 0 | 0.45964 | 0 | 0.48963 | 0.46789 | 0.52674 | 0.49759 | 0.43777 | 0.50806 | 0.52346 | 0.47564 | 0.49254 | 0.43941 | 0
Hardcoal | GR | 0.50592 | 0.46384 | 0 | 0.43334 | 0 | 0.4699 | 0.48355 | 0 | 0 | 0 | 0 | 0 | 0.45021 | 0.45385 | 0 | 0.45632 | 0 | 0 | 0 | 0.43614 | 0 | 0 | 0.47597 | 0 | 0.44658 | 0 | 0.45734 | 0.46058 | 0 | 0.45054
Hardcoal | HR | 0.48003 | 0.42829 | 0.45914 | 0.44577 | 0.44203 | 0.43645 | 0.4481 | 0.46825 | 0 | 0.48608 | 0 | 0.45021 | 0 | 0.42826 | 0 | 0.43227 | 0.46694 | 0.45346 | 0 | 0.42858 | 0.4614 | 0 | 0.44847 | 0 | 0.44261 | 0.49649 | 0.42163 | 0.43404 | 0 | 0
Hardcoal | HU | 0.49085 | 0.43113 | 0.46209 | 0.44237 | 0.44983 | 0.43176 | 0.44731 | 0.46317 | 0 | 0 | 0 | 0.45385 | 0.42826 | 0 | 0 | 0.44586 | 0.45442 | 0.45707 | 0.46192 | 0.4347 | 0.46202 | 0 | 0.43741 | 0 | 0.43328 | 0.48701 | 0.42986 | 0.42162 | 0 | 0
Hardcoal | IE | 0.46784 | 0 | 0.45287 | 0 | 0 | 0 | 0.46791 | 0.46489 | 0 | 0.47594 | 0 | 0 | 0 | 0 | 0 | 0 | 0 | 0.4584 | 0 | 0 | 0.45321 | 0.48843 | 0 | 0 | 0 | 0 | 0 | 0 | 0.4296 | 0
Hardcoal | IT | 0.46532 | 0.43765 | 0.4577 | 0.45916 | 0.43692 | 0.44823 | 0.45329 | 0.47566 | 0 | 0.47019 | 0 | 0.45632 | 0.43227 | 0.44586 | 0 | 0 | 0 | 0.452 | 0 | 0.43886 | 0.46272 | 0 | 0.46328 | 0 | 0.45946 | 0.50776 | 0.43235 | 0.4508 | 0.48402 | 0
Hardcoal | LT | 0 | 0.45997 | 0 | 0 | 0 | 0.44983 | 0.45666 | 0.45075 | 0.43046 | 0 | 0.45712 | 0 | 0.46694 | 0.45442 | 0 | 0 | 0 | 0 | 0.42199 | 0 | 0.4664 | 0.46238 | 0.43378 | 0 | 0.45849 | 0.45284 | 0.46463 | 0.4476 | 0 | 0
Hardcoal | LU | 0.45964 | 0.44109 | 0.42032 | 0 | 0.42973 | 0.44212 | 0.42858 | 0.44514 | 0 | 0.46879 | 0 | 0 | 0.45346 | 0.45707 | 0.4584 | 0.452 | 0 | 0 | 0 | 0 | 0.4261 | 0.48524 | 0.45476 | 0 | 0 | 0.48038 | 0.44638 | 0.45524 | 0.44713 | 0
Hardcoal | LV | 0 | 0.467 | 0 | 0 | 0 | 0.45669 | 0.46203 | 0.45277 | 0.42303 | 0 | 0.44989 | 0 | 0 | 0.46192 | 0 | 0 | 0.42199 | 0 | 0 | 0 | 0.47037 | 0.45735 | 0.44091 | 0 | 0.46539 | 0.4478 | 0 | 0.45508 | 0 | 0
Hardcoal | NL | 0.46789 | 0.44789 | 0.42247 | 0 | 0.44097 | 0.44517 | 0.42928 | 0.43542 | 0 | 0.47734 | 0 | 0 | 0.4614 | 0.46202 | 0.45321 | 0.46272 | 0.4664 | 0.4261 | 0.47037 | 0 | 0 | 0.47448 | 0.45367 | 0 | 0 | 0.4703 | 0.45428 | 0.45855 | 0.43958 | 0
Hardcoal | NO | 0.52674 | 0 | 0.48245 | 0 | 0 | 0.48269 | 0.47695 | 0.44356 | 0.45125 | 0 | 0.45603 | 0 | 0 | 0 | 0.48843 | 0 | 0.46238 | 0.48524 | 0.45735 | 0 | 0.47448 | 0 | 0.473 | 0 | 0 | 0.42406 | 0 | 0 | 0.47648 | 0
Hardcoal | NONEU_Balkan | 0.48963 | 0.44221 | 0 | 0.43482 | 0.45512 | 0.44894 | 0.46197 | 0 | 0 | 0 | 0 | 0.43614 | 0.42858 | 0.4347 | 0 | 0.43886 | 0 | 0 | 0 | 0 | 0 | 0 | 0.45761 | 0 | 0.43813 | 0 | 0.43571 | 0.44183 | 0 | 0
Hardcoal | PL | 0.49759 | 0.44067 | 0.45759 | 0.46141 | 0.45609 | 0.4307 | 0.44082 | 0.44545 | 0.44878 | 0 | 0.47392 | 0.47597 | 0.44847 | 0.43741 | 0 | 0.46328 | 0.43378 | 0.45476 | 0.44091 | 0.45761 | 0.45367 | 0.473 | 0 | 0 | 0.4481 | 0.46419 | 0.4455 | 0.43028 | 0.4769 | 0
Hardcoal | PT | 0.43777 | 0 | 0 | 0 | 0 | 0 | 0 | 0 | 0 | 0.432 | 0 | 0 | 0 | 0 | 0 | 0 | 0 | 0 | 0 | 0 | 0 | 0 | 0 | 0 | 0 | 0 | 0 | 0 | 0.48398 | 0
Hardcoal | RO | 0.50806 | 0.44983 | 0 | 0.42874 | 0.46817 | 0.44948 | 0.46537 | 0.47818 | 0 | 0 | 0 | 0.44658 | 0.44261 | 0.43328 | 0 | 0.45946 | 0.45849 | 0 | 0.46539 | 0.43813 | 0 | 0 | 0.4481 | 0 | 0 | 0 | 0.4472 | 0.43625 | 0 | 0.45183
Hardcoal | SE | 0.52346 | 0.48505 | 0.47826 | 0 | 0.49164 | 0.47489 | 0.47074 | 0.4311 | 0.44197 | 0 | 0.4355 | 0 | 0.49649 | 0.48701 | 0 | 0.50776 | 0.45284 | 0.48038 | 0.4478 | 0 | 0.4703 | 0.42406 | 0.46419 | 0 | 0 | 0 | 0.49167 | 0.47993 | 0.47618 | 0
Hardcoal | SI | 0.47564 | 0.4216 | 0.45204 | 0.45222 | 0.43575 | 0.43128 | 0.44122 | 0.46201 | 0 | 0.48232 | 0 | 0.45734 | 0.42163 | 0.42986 | 0 | 0.43235 | 0.46463 | 0.44638 | 0 | 0.43571 | 0.45428 | 0 | 0.4455 | 0 | 0.4472 | 0.49167 | 0 | 0.43337 | 0 | 0
Hardcoal | SK | 0.49254 | 0.4318 | 0.45975 | 0.44763 | 0.4506 | 0.42793 | 0.44379 | 0.45727 | 0.46341 | 0 | 0 | 0.46058 | 0.43404 | 0.42162 | 0 | 0.4508 | 0.4476 | 0.45524 | 0.45508 | 0.44183 | 0.45855 | 0 | 0.43028 | 0 | 0.43625 | 0.47993 | 0.43337 | 0 | 0 | 0
Hardcoal | TR | 0 | 0 | 0 | 0.43227 | 0 | 0 | 0 | 0 | 0 | 0 | 0 | 0.45054 | 0 | 0 | 0 | 0 | 0 | 0 | 0 | 0 | 0 | 0 | 0 | 0 | 0.45183 | 0 | 0 | 0 | 0 | 0
Hardcoal | UK | 0.43941 | 0.4726 | 0.4413 | 0 | 0.46162 | 0.47021 | 0.45435 | 0.4498 | 0 | 0.47885 | 0 | 0 | 0 | 0 | 0.4296 | 0.48402 | 0 | 0.44713 | 0 | 0 | 0.43958 | 0.47648 | 0.4769 | 0.48398 | 0 | 0.47618 | 0 | 0 | 0 | 0
Biomass | AT | 0.47524 | 0 | 0.44648 | 0.45696 | 0.43344 | 0.42507 | 0.4343 | 0.45491 | 0 | 0.48263 | 0 | 0.46384 | 0.42829 | 0.43113 | 0 | 0.43765 | 0.45997 | 0.44109 | 0.467 | 0.44221 | 0.44789 | 0 | 0.44067 | 0 | 0.44983 | 0.48505 | 0.4216 | 0.4318 | 0.4726 | 0
Biomass | BE | 0.46014 | 0.44648 | 0 | 0 | 0.43532 | 0.44638 | 0.43137 | 0.44324 | 0 | 0.46954 | 0 | 0 | 0.45914 | 0.46209 | 0.45287 | 0.4577 | 0 | 0.42032 | 0 | 0 | 0.42247 | 0.48245 | 0.45759 | 0 | 0 | 0.47826 | 0.45204 | 0.45975 | 0.4413 | 0
Biomass | BG | 0 | 0.45696 | 0 | 0 | 0.47328 | 0.45964 | 0.47505 | 0 | 0 | 0 | 0 | 0.43334 | 0.44577 | 0.44237 | 0 | 0.45916 | 0 | 0 | 0 | 0.43482 | 0 | 0 | 0.46141 | 0 | 0.42874 | 0 | 0.45222 | 0.44763 | 0 | 0.43227
Biomass | CH | 0.45662 | 0.43344 | 0.43532 | 0.47328 | 0 | 0.44024 | 0.43545 | 0.45715 | 0 | 0.4645 | 0 | 0 | 0.44203 | 0.44983 | 0 | 0.43692 | 0 | 0.42973 | 0 | 0.45512 | 0.44097 | 0 | 0.45609 | 0 | 0.46817 | 0.49164 | 0.43575 | 0.4506 | 0.46162 | 0
Biomass | CZ | 0.48221 | 0.42507 | 0.44638 | 0.45964 | 0.44024 | 0 | 0.43038 | 0.44679 | 0.46409 | 0 | 0 | 0.4699 | 0.43645 | 0.43176 | 0 | 0.44823 | 0.44983 | 0.44212 | 0.45669 | 0.44894 | 0.44517 | 0.48269 | 0.4307 | 0 | 0.44948 | 0.47489 | 0.43128 | 0.42793 | 0.47021 | 0
Biomass | DE | 0.47309 | 0.4343 | 0.43137 | 0.47505 | 0.43545 | 0.43038 | 0 | 0.43694 | 0.4677 | 0.48199 | 0.48721 | 0.48355 | 0.4481 | 0.44731 | 0.46791 | 0.45329 | 0.45666 | 0.42858 | 0.46203 | 0.46197 | 0.42928 | 0.47695 | 0.44082 | 0 | 0.46537 | 0.47074 | 0.44122 | 0.44379 | 0.45435 | 0
Biomass | DK | 0.48882 | 0.45491 | 0.44324 | 0 | 0.45715 | 0.44679 | 0.43694 | 0 | 0.45513 | 0 | 0.46841 | 0 | 0.46825 | 0.46317 | 0.46489 | 0.47566 | 0.45075 | 0.44514 | 0.45277 | 0 | 0.43542 | 0.44356 | 0.44545 | 0 | 0.47818 | 0.4311 | 0.46201 | 0.45727 | 0.4498 | 0
Biomass | EE | 0 | 0 | 0 | 0 | 0 | 0.46409 | 0.4677 | 0.45513 | 0 | 0 | 0.4414 | 0 | 0 | 0 | 0 | 0 | 0.43046 | 0 | 0.42303 | 0 | 0 | 0.45125 | 0.44878 | 0 | 0 | 0.44197 | 0 | 0.46341 | 0 | 0
Biomass | ES | 0.42403 | 0.48263 | 0.46954 | 0 | 0.4645 | 0 | 0.48199 | 0 | 0 | 0 | 0 | 0 | 0.48608 | 0 | 0.47594 | 0.47019 | 0 | 0.46879 | 0 | 0 | 0.47734 | 0 | 0 | 0.432 | 0 | 0 | 0.48232 | 0 | 0.47885 | 0
Biomass | FI | 0 | 0 | 0 | 0 | 0 | 0 | 0.48721 | 0.46841 | 0.4414 | 0 | 0 | 0 | 0 | 0 | 0 | 0 | 0.45712 | 0 | 0.44989 | 0 | 0 | 0.45603 | 0.47392 | 0 | 0 | 0.4355 | 0 | 0 | 0 | 0
Biomass | FR | 0 | 0.47524 | 0.42695 | 0 | 0.42903 | 0.48221 | 0.43526 | 0.48882 | 0 | 0.45603 | 0 | 0.50592 | 0.48003 | 0.49085 | 0.46784 | 0.45603 | 0 | 0.45964 | 0 | 0.48963 | 0.46789 | 0.52674 | 0.49759 | 0.43777 | 0.50806 | 0.52346 | 0.47564 | 0.49254 | 0.43941 | 0
Biomass | GR | 0.50592 | 0.46384 | 0 | 0.43334 | 0 | 0.4699 | 0.48355 | 0 | 0 | 0 | 0 | 0 | 0.45021 | 0.45385 | 0 | 0.45632 | 0 | 0 | 0 | 0.43614 | 0 | 0 | 0.47597 | 0 | 0.44658 | 0 | 0.45734 | 0.46058 | 0 | 0.45054
Biomass | HR | 0.48003 | 0.42829 | 0.45914 | 0.44577 | 0.44203 | 0.43645 | 0.4481 | 0.46825 | 0 | 0.48608 | 0 | 0.45021 | 0 | 0.42826 | 0 | 0.43227 | 0.46694 | 0.45346 | 0 | 0.42858 | 0.4614 | 0 | 0.44847 | 0 | 0.44261 | 0.49649 | 0.42163 | 0.43404 | 0 | 0
Biomass | HU | 0.49085 | 0.43113 | 0.46209 | 0.44237 | 0.44983 | 0.43176 | 0.44731 | 0.46317 | 0 | 0 | 0 | 0.45385 | 0.42826 | 0 | 0 | 0.44586 | 0.45442 | 0.45707 | 0.46192 | 0.4347 | 0.46202 | 0 | 0.43741 | 0 | 0.43328 | 0.48701 | 0.42986 | 0.42162 | 0 | 0
Biomass | IE | 0.46784 | 0 | 0.45287 | 0 | 0 | 0 | 0.46791 | 0.46489 | 0 | 0.47594 | 0 | 0 | 0 | 0 | 0 | 0 | 0 | 0.4584 | 0 | 0 | 0.45321 | 0.48843 | 0 | 0 | 0 | 0 | 0 | 0 | 0.4296 | 0
Biomass | IT | 0.46532 | 0.43765 | 0.4577 | 0.45916 | 0.43692 | 0.44823 | 0.45329 | 0.47566 | 0 | 0.47019 | 0 | 0.45632 | 0.43227 | 0.44586 | 0 | 0 | 0 | 0.452 | 0 | 0.43886 | 0.46272 | 0 | 0.46328 | 0 | 0.45946 | 0.50776 | 0.43235 | 0.4508 | 0.48402 | 0
Biomass | LT | 0 | 0.45997 | 0 | 0 | 0 | 0.44983 | 0.45666 | 0.45075 | 0.43046 | 0 | 0.45712 | 0 | 0.46694 | 0.45442 | 0 | 0 | 0 | 0 | 0.42199 | 0 | 0.4664 | 0.46238 | 0.43378 | 0 | 0.45849 | 0.45284 | 0.46463 | 0.4476 | 0 | 0
Biomass | LU | 0.45964 | 0.44109 | 0.42032 | 0 | 0.42973 | 0.44212 | 0.42858 | 0.44514 | 0 | 0.46879 | 0 | 0 | 0.45346 | 0.45707 | 0.4584 | 0.452 | 0 | 0 | 0 | 0 | 0.4261 | 0.48524 | 0.45476 | 0 | 0 | 0.48038 | 0.44638 | 0.45524 | 0.44713 | 0
Biomass | LV | 0 | 0.467 | 0 | 0 | 0 | 0.45669 | 0.46203 | 0.45277 | 0.42303 | 0 | 0.44989 | 0 | 0 | 0.46192 | 0 | 0 | 0.42199 | 0 | 0 | 0 | 0.47037 | 0.45735 | 0.44091 | 0 | 0.46539 | 0.4478 | 0 | 0.45508 | 0 | 0
Biomass | NL | 0.46789 | 0.44789 | 0.42247 | 0 | 0.44097 | 0.44517 | 0.42928 | 0.43542 | 0 | 0.47734 | 0 | 0 | 0.4614 | 0.46202 | 0.45321 | 0.46272 | 0.4664 | 0.4261 | 0.47037 | 0 | 0 | 0.47448 | 0.45367 | 0 | 0 | 0.4703 | 0.45428 | 0.45855 | 0.43958 | 0
Biomass | NO | 0.52674 | 0 | 0.48245 | 0 | 0 | 0.48269 | 0.47695 | 0.44356 | 0.45125 | 0 | 0.45603 | 0 | 0 | 0 | 0.48843 | 0 | 0.46238 | 0.48524 | 0.45735 | 0 | 0.47448 | 0 | 0.473 | 0 | 0 | 0.42406 | 0 | 0 | 0.47648 | 0
Biomass | NONEU_Balkan | 0.48963 | 0.44221 | 0 | 0.43482 | 0.45512 | 0.44894 | 0.46197 | 0 | 0 | 0 | 0 | 0.43614 | 0.42858 | 0.4347 | 0 | 0.43886 | 0 | 0 | 0 | 0 | 0 | 0 | 0.45761 | 0 | 0.43813 | 0 | 0.43571 | 0.44183 | 0 | 0
Biomass | PL | 0.49759 | 0.44067 | 0.45759 | 0.46141 | 0.45609 | 0.4307 | 0.44082 | 0.44545 | 0.44878 | 0 | 0.47392 | 0.47597 | 0.44847 | 0.43741 | 0 | 0.46328 | 0.43378 | 0.45476 | 0.44091 | 0.45761 | 0.45367 | 0.473 | 0 | 0 | 0.4481 | 0.46419 | 0.4455 | 0.43028 | 0.4769 | 0
Biomass | PT | 0.43777 | 0 | 0 | 0 | 0 | 0 | 0 | 0 | 0 | 0.432 | 0 | 0 | 0 | 0 | 0 | 0 | 0 | 0 | 0 | 0 | 0 | 0 | 0 | 0 | 0 | 0 | 0 | 0 | 0.48398 | 0
Biomass | RO | 0.50806 | 0.44983 | 0 | 0.42874 | 0.46817 | 0.44948 | 0.46537 | 0.47818 | 0 | 0 | 0 | 0.44658 | 0.44261 | 0.43328 | 0 | 0.45946 | 0.45849 | 0 | 0.46539 | 0.43813 | 0 | 0 | 0.4481 | 0 | 0 | 0 | 0.4472 | 0.43625 | 0 | 0.45183
Biomass | SE | 0.52346 | 0.48505 | 0.47826 | 0 | 0.49164 | 0.47489 | 0.47074 | 0.4311 | 0.44197 | 0 | 0.4355 | 0 | 0.49649 | 0.48701 | 0 | 0.50776 | 0.45284 | 0.48038 | 0.4478 | 0 | 0.4703 | 0.42406 | 0.46419 | 0 | 0 | 0 | 0.49167 | 0.47993 | 0.47618 | 0
Biomass | SI | 0.47564 | 0.4216 | 0.45204 | 0.45222 | 0.43575 | 0.43128 | 0.44122 | 0.46201 | 0 | 0.48232 | 0 | 0.45734 | 0.42163 | 0.42986 | 0 | 0.43235 | 0.46463 | 0.44638 | 0 | 0.43571 | 0.45428 | 0 | 0.4455 | 0 | 0.4472 | 0.49167 | 0 | 0.43337 | 0 | 0
Biomass | SK | 0.49254 | 0.4318 | 0.45975 | 0.44763 | 0.4506 | 0.42793 | 0.44379 | 0.45727 | 0.46341 | 0 | 0 | 0.46058 | 0.43404 | 0.42162 | 0 | 0.4508 | 0.4476 | 0.45524 | 0.45508 | 0.44183 | 0.45855 | 0 | 0.43028 | 0 | 0.43625 | 0.47993 | 0.43337 | 0 | 0 | 0
Biomass | TR | 0 | 0 | 0 | 0.43227 | 0 | 0 | 0 | 0 | 0 | 0 | 0 | 0.45054 | 0 | 0 | 0 | 0 | 0 | 0 | 0 | 0 | 0 | 0 | 0 | 0 | 0.45183 | 0 | 0 | 0 | 0 | 0
Biomass | UK | 0.43941 | 0.4726 | 0.4413 | 0 | 0.46162 | 0.47021 | 0.45435 | 0.4498 | 0 | 0.47885 | 0 | 0 | 0 | 0 | 0.4296 | 0.48402 | 0 | 0.44713 | 0 | 0 | 0.43958 | 0.47648 | 0.4769 | 0.48398 | 0 | 0.47618 | 0 | 0 | 0 | 0
Oil | AT | 4.58 | 0 | 3.537 | 3.9648 | 2.8643 | 2.2649 | 2.9159 | 3.8864 | 0 | 4.7971 | 0 | 4.212 | 2.5204 | 2.7177 | 0 | 3.1054 | 4.0756 | 3.2832 | 4.3189 | 3.3383 | 3.5991 | 0 | 3.2626 | 0 | 3.6816 | 4.865 | 1.9295 | 2.7612 | 4.4988 | 0
Oil | BE | 4.0818 | 3.537 | 0 | 0 | 2.975 | 3.5326 | 2.7338 | 3.3879 | 0 | 4.4019 | 0 | 0 | 4.0458 | 4.1514 | 3.8065 | 3.9924 | 0 | 1.7811 | 0 | 0 | 2.0214 | 4.7919 | 3.9882 | 0 | 0 | 4.6705 | 3.7728 | 4.0676 | 3.2941 | 0
Oil | BG | 0 | 3.9648 | 0 | 0 | 4.5201 | 4.0639 | 4.5744 | 0 | 0 | 0 | 0 | 2.8582 | 3.5052 | 3.3461 | 0 | 4.0464 | 0 | 0 | 0 | 2.9464 | 0 | 0 | 4.1274 | 0 | 2.553 | 0 | 3.78 | 3.5877 | 0 | 2.7912
Oil | CH | 3.9521 | 2.8643 | 2.975 | 4.5201 | 0 | 3.2406 | 2.9827 | 3.9719 | 0 | 4.2347 | 0 | 0 | 3.3295 | 3.6818 | 0 | 3.0653 | 0 | 2.6235 | 0 | 3.8947 | 3.2775 | 0 | 3.9319 | 0 | 4.3572 | 5.0432 | 2.9999 | 3.7139 | 4.1348 | 0
Oil | CZ | 4.785 | 2.2649 | 3.5326 | 4.0639 | 3.2406 | 0 | 2.6679 | 3.5509 | 4.2206 | 0 | 0 | 4.4135 | 3.0391 | 2.759 | 0 | 3.6138 | 3.6819 | 3.3341 | 3.9547 | 3.6441 | 3.4779 | 4.7988 | 2.689 | 0 | 3.667 | 4.5696 | 2.7279 | 2.494 | 4.4232 | 0
Oil | DE | 4.514 | 2.9159 | 2.7338 | 4.5744 | 2.9827 | 2.6679 | 0 | 3.0664 | 4.3419 | 4.7787 | 4.9245 | 4.823 | 3.6082 | 3.5736 | 4.3488 | 3.823 | 3.9536 | 2.5417 | 4.1492 | 4.147 | 2.5919 | 4.6315 | 3.2699 | 0 | 4.2641 | 4.4403 | 3.2901 | 3.4137 | 3.8646 | 0
Oil | DK | 4.9681 | 3.8864 | 3.3879 | 0 | 3.9719 | 3.5509 | 3.0664 | 0 | 3.8951 | 0 | 4.3651 | 0 | 4.3599 | 4.1889 | 4.2481 | 4.5927 | 3.7201 | 3.4762 | 3.8023 | 0 | 2.981 | 3.4033 | 3.4908 | 0 | 4.6683 | 2.7161 | 4.1485 | 3.9766 | 3.6805 | 0
Oil | EE | 0 | 0 | 0 | 0 | 0 | 4.2206 | 4.3419 | 3.8951 | 0 | 0 | 3.2989 | 0 | 0 | 0 | 0 | 0 | 2.6731 | 0 | 2.0773 | 0 | 0 | 3.7406 | 3.6371 | 0 | 0 | 3.327 | 0 | 4.1973 | 0 | 0
Oil | ES | 2.1716 | 4.7971 | 4.4019 | 0 | 4.2347 | 0 | 4.7787 | 0 | 0 | 0 | 0 | 0 | 4.8935 | 0 | 4.6014 | 4.4227 | 0 | 4.3776 | 0 | 0 | 4.6433 | 0 | 0 | 2.7745 | 0 | 0 | 4.7881 | 0 | 4.688 | 0
Oil | FI | 0 | 0 | 0 | 0 | 0 | 0 | 4.9245 | 4.3651 | 3.2989 | 0 | 0 | 0 | 0 | 0 | 0 | 0 | 3.9708 | 0 | 3.6841 | 0 | 0 | 3.9294 | 4.5397 | 0 | 0 | 2.9856 | 0 | 0 | 0 | 0
Oil | FR | 0 | 4.58 | 2.4188 | 0 | 2.5738 | 4.785 | 2.9717 | 4.9681 | 0 | 3.9294 | 0 | 5.4004 | 4.7225 | 5.0223 | 4.3466 | 3.9294 | 0 | 4.0639 | 0 | 4.9899 | 4.3482 | 5.8659 | 5.1965 | 3.112 | 5.451 | 5.7964 | 4.5922 | 5.0668 | 3.1983 | 0
Oil | GR | 5.4004 | 4.212 | 0 | 2.8582 | 0 | 4.4135 | 4.823 | 0 | 0 | 0 | 0 | 0 | 3.6977 | 3.8452 | 0 | 3.9407 | 0 | 0 | 0 | 3.0218 | 0 | 0 | 4.6021 | 0 | 3.5414 | 0 | 3.979 | 4.0977 | 0 | 3.7115
Oil | HR | 4.7225 | 2.5204 | 4.0458 | 3.5052 | 3.3295 | 3.0391 | 3.6082 | 4.3599 | 0 | 4.8935 | 0 | 3.6977 | 0 | 2.5181 | 0 | 2.7912 | 4.3167 | 3.8295 | 0 | 2.5413 | 4.1269 | 0 | 3.6241 | 0 | 3.358 | 5.1687 | 1.9326 | 2.9 | 0 | 0
Oil | HU | 5.0223 | 2.7177 | 4.1514 | 3.3461 | 3.6818 | 2.759 | 3.5736 | 4.1889 | 0 | 0 | 0 | 3.8452 | 2.5181 | 0 | 0 | 3.5091 | 3.8673 | 3.9689 | 4.1452 | 2.9391 | 4.149 | 0 | 3.092 | 0 | 2.8542 | 4.9189 | 2.632 | 1.9314 | 0 | 0
Oil | IE | 4.3466 | 0 | 3.8065 | 0 | 0 | 0 | 4.3488 | 4.2481 | 0 | 4.6014 | 0 | 0 | 0 | 0 | 0 | 0 | 0 | 4.0185 | 0 | 0 | 3.8199 | 4.9576 | 0 | 0 | 0 | 0 | 0 | 0 | 2.6144 | 0
Oil | IT | 4.2624 | 3.1054 | 3.9924 | 4.0464 | 3.0653 | 3.6138 | 3.823 | 4.5927 | 0 | 4.4227 | 0 | 3.9407 | 2.7912 | 3.5091 | 0 | 0 | 0 | 3.7713 | 0 | 3.1694 | 4.1732 | 0 | 4.1928 | 0 | 4.0572 | 5.444 | 2.7963 | 3.722 | 4.8361 | 0
Oil | LT | 0 | 4.0756 | 0 | 0 | 0 | 3.6819 | 3.9536 | 3.7201 | 2.6731 | 0 | 3.9708 | 0 | 4.3167 | 3.8673 | 0 | 0 | 0 | 0 | 1.9714 | 0 | 4.2988 | 4.1615 | 2.8848 | 0 | 4.0217 | 3.805 | 4.239 | 3.5861 | 0 | 0
Oil | LU | 4.0639 | 3.2832 | 1.7811 | 0 | 2.6235 | 3.3341 | 2.5417 | 3.4762 | 0 | 4.3776 | 0 | 0 | 3.8295 | 3.9689 | 4.0185 | 3.7713 | 0 | 0 | 0 | 0 | 2.3509 | 4.8703 | 3.8806 | 0 | 0 | 4.7325 | 3.5324 | 3.8994 | 3.5658 | 0
Oil | LV | 0 | 4.3189 | 0 | 0 | 0 | 3.9547 | 4.1492 | 3.8023 | 2.0773 | 0 | 3.6841 | 0 | 0 | 4.1452 | 0 | 0 | 1.9714 | 0 | 0 | 0 | 4.4283 | 3.9793 | 3.2747 | 0 | 4.265 | 3.5951 | 0 | 3.8933 | 0 | 0
Oil | NL | 4.3482 | 3.5991 | 2.0214 | 0 | 3.2775 | 3.4779 | 2.5919 | 2.981 | 0 | 4.6433 | 0 | 0 | 4.1269 | 4.149 | 3.8199 | 4.1732 | 4.2988 | 2.3509 | 4.4283 | 0 | 0 | 4.5569 | 3.8378 | 0 | 0 | 4.4264 | 3.8622 | 4.0239 | 3.2069 | 0
Oil | NO | 5.8659 | 0 | 4.7919 | 0 | 0 | 4.7988 | 4.6315 | 3.4033 | 3.7406 | 0 | 3.9294 | 0 | 0 | 0 | 4.9576 | 0 | 4.1615 | 4.8703 | 3.9793 | 0 | 4.5569 | 0 | 4.5112 | 0 | 0 | 2.1743 | 0 | 0 | 4.6174 | 0
Oil | NONEU_Balkan | 4.9899 | 3.3383 | 0 | 2.9464 | 3.8947 | 3.6441 | 4.147 | 0 | 0 | 0 | 0 | 3.0218 | 2.5413 | 2.9391 | 0 | 3.1694 | 0 | 0 | 0 | 0 | 0 | 0 | 3.9891 | 0 | 3.1308 | 0 | 2.9979 | 3.3198 | 0 | 0
Oil | PL | 5.1965 | 3.2626 | 3.9882 | 4.1274 | 3.9319 | 2.689 | 3.2699 | 3.4908 | 3.6371 | 0 | 4.5397 | 4.6021 | 3.6241 | 3.092 | 0 | 4.1928 | 2.8848 | 3.8806 | 3.2747 | 3.9891 | 3.8378 | 4.5112 | 0 | 0 | 3.608 | 4.2241 | 3.4927 | 2.6611 | 4.6303 | 0
Oil | PT | 3.112 | 0 | 0 | 0 | 0 | 0 | 0 | 0 | 0 | 2.7745 | 0 | 0 | 0 | 0 | 0 | 0 | 0 | 0 | 0 | 0 | 0 | 0 | 0 | 0 | 0 | 0 | 0 | 0 | 4.835 | 0
Oil | RO | 5.451 | 3.6816 | 0 | 2.553 | 4.3572 | 3.667 | 4.2641 | 4.6683 | 0 | 0 | 0 | 3.5414 | 3.358 | 2.8542 | 0 | 4.0572 | 4.0217 | 0 | 4.265 | 3.1308 | 0 | 0 | 3.608 | 0 | 0 | 0 | 3.5689 | 3.0282 | 0 | 3.7644
Oil | SE | 5.7964 | 4.865 | 4.6705 | 0 | 5.0432 | 4.5696 | 4.4403 | 2.7161 | 3.327 | 0 | 2.9856 | 0 | 5.1687 | 4.9189 | 0 | 5.444 | 3.805 | 4.7325 | 3.5951 | 0 | 4.4264 | 2.1743 | 4.2241 | 0 | 0 | 0 | 5.0441 | 4.7193 | 4.6085 | 0
Oil | SI | 4.5922 | 1.9295 | 3.7728 | 3.78 | 2.9999 | 2.7279 | 3.2901 | 4.1485 | 0 | 4.7881 | 0 | 3.979 | 1.9326 | 2.632 | 0 | 2.7963 | 4.239 | 3.5324 | 0 | 2.9979 | 3.8622 | 0 | 3.4927 | 0 | 3.5689 | 5.0441 | 0 | 2.8597 | 0 | 0
Oil | SK | 5.0668 | 2.7612 | 4.0676 | 3.5877 | 3.7139 | 2.494 | 3.4137 | 3.9766 | 4.1973 | 0 | 0 | 4.0977 | 2.9 | 1.9314 | 0 | 3.722 | 3.5861 | 3.8994 | 3.8933 | 3.3198 | 4.0239 | 0 | 2.6611 | 0 | 3.0282 | 4.7193 | 2.8597 | 0 | 0 | 0
Oil | TR | 0 | 0 | 0 | 2.7912 | 0 | 0 | 0 | 0 | 0 | 0 | 0 | 3.7115 | 0 | 0 | 0 | 0 | 0 | 0 | 0 | 0 | 0 | 0 | 0 | 0 | 3.7644 | 0 | 0 | 0 | 0 | 0
Oil | UK | 3.1983 | 4.4988 | 3.2941 | 0 | 4.1348 | 4.4232 | 3.8646 | 3.6805 | 0 | 4.688 | 0 | 0 | 0 | 0 | 2.6144 | 4.8361 | 0 | 3.5658 | 0 | 0 | 3.2069 | 4.6174 | 4.6303 | 4.835 | 0 | 4.6085 | 0 | 0 | 0 | 0
H2 | AT | 4.58 | 0 | 3.537 | 3.9648 | 2.8643 | 2.2649 | 2.9159 | 3.8864 | 0 | 4.7971 | 0 | 4.212 | 2.5204 | 2.7177 | 0 | 3.1054 | 4.0756 | 3.2832 | 4.3189 | 3.3383 | 3.5991 | 0 | 3.2626 | 0 | 3.6816 | 4.865 | 1.9295 | 2.7612 | 4.4988 | 0
H2 | BE | 4.0818 | 3.537 | 0 | 0 | 2.975 | 3.5326 | 2.7338 | 3.3879 | 0 | 4.4019 | 0 | 0 | 4.0458 | 4.1514 | 3.8065 | 3.9924 | 0 | 1.7811 | 0 | 0 | 2.0214 | 4.7919 | 3.9882 | 0 | 0 | 4.6705 | 3.7728 | 4.0676 | 3.2941 | 0
H2 | BG | 0 | 3.9648 | 0 | 0 | 4.5201 | 4.0639 | 4.5744 | 0 | 0 | 0 | 0 | 2.8582 | 3.5052 | 3.3461 | 0 | 4.0464 | 0 | 0 | 0 | 2.9464 | 0 | 0 | 4.1274 | 0 | 2.553 | 0 | 3.78 | 3.5877 | 0 | 2.7912
H2 | CH | 3.9521 | 2.8643 | 2.975 | 4.5201 | 0 | 3.2406 | 2.9827 | 3.9719 | 0 | 4.2347 | 0 | 0 | 3.3295 | 3.6818 | 0 | 3.0653 | 0 | 2.6235 | 0 | 3.8947 | 3.2775 | 0 | 3.9319 | 0 | 4.3572 | 5.0432 | 2.9999 | 3.7139 | 4.1348 | 0
H2 | CZ | 4.785 | 2.2649 | 3.5326 | 4.0639 | 3.2406 | 0 | 2.6679 | 3.5509 | 4.2206 | 0 | 0 | 4.4135 | 3.0391 | 2.759 | 0 | 3.6138 | 3.6819 | 3.3341 | 3.9547 | 3.6441 | 3.4779 | 4.7988 | 2.689 | 0 | 3.667 | 4.5696 | 2.7279 | 2.494 | 4.4232 | 0
H2 | DE | 4.514 | 2.9159 | 2.7338 | 4.5744 | 2.9827 | 2.6679 | 0 | 3.0664 | 4.3419 | 4.7787 | 4.9245 | 4.823 | 3.6082 | 3.5736 | 4.3488 | 3.823 | 3.9536 | 2.5417 | 4.1492 | 4.147 | 2.5919 | 4.6315 | 3.2699 | 0 | 4.2641 | 4.4403 | 3.2901 | 3.4137 | 3.8646 | 0
H2 | DK | 4.9681 | 3.8864 | 3.3879 | 0 | 3.9719 | 3.5509 | 3.0664 | 0 | 3.8951 | 0 | 4.3651 | 0 | 4.3599 | 4.1889 | 4.2481 | 4.5927 | 3.7201 | 3.4762 | 3.8023 | 0 | 2.981 | 3.4033 | 3.4908 | 0 | 4.6683 | 2.7161 | 4.1485 | 3.9766 | 3.6805 | 0
H2 | EE | 0 | 0 | 0 | 0 | 0 | 4.2206 | 4.3419 | 3.8951 | 0 | 0 | 3.2989 | 0 | 0 | 0 | 0 | 0 | 2.6731 | 0 | 2.0773 | 0 | 0 | 3.7406 | 3.6371 | 0 | 0 | 3.327 | 0 | 4.1973 | 0 | 0
H2 | ES | 2.1716 | 4.7971 | 4.4019 | 0 | 4.2347 | 0 | 4.7787 | 0 | 0 | 0 | 0 | 0 | 4.8935 | 0 | 4.6014 | 4.4227 | 0 | 4.3776 | 0 | 0 | 4.6433 | 0 | 0 | 2.7745 | 0 | 0 | 4.7881 | 0 | 4.688 | 0
H2 | FI | 0 | 0 | 0 | 0 | 0 | 0 | 4.9245 | 4.3651 | 3.2989 | 0 | 0 | 0 | 0 | 0 | 0 | 0 | 3.9708 | 0 | 3.6841 | 0 | 0 | 3.9294 | 4.5397 | 0 | 0 | 2.9856 | 0 | 0 | 0 | 0
H2 | FR | 0 | 4.58 | 2.4188 | 0 | 2.5738 | 4.785 | 2.9717 | 4.9681 | 0 | 3.9294 | 0 | 5.4004 | 4.7225 | 5.0223 | 4.3466 | 3.9294 | 0 | 4.0639 | 0 | 4.9899 | 4.3482 | 5.8659 | 5.1965 | 3.112 | 5.451 | 5.7964 | 4.5922 | 5.0668 | 3.1983 | 0
H2 | GR | 5.4004 | 4.212 | 0 | 2.8582 | 0 | 4.4135 | 4.823 | 0 | 0 | 0 | 0 | 0 | 3.6977 | 3.8452 | 0 | 3.9407 | 0 | 0 | 0 | 3.0218 | 0 | 0 | 4.6021 | 0 | 3.5414 | 0 | 3.979 | 4.0977 | 0 | 3.7115
H2 | HR | 4.7225 | 2.5204 | 4.0458 | 3.5052 | 3.3295 | 3.0391 | 3.6082 | 4.3599 | 0 | 4.8935 | 0 | 3.6977 | 0 | 2.5181 | 0 | 2.7912 | 4.3167 | 3.8295 | 0 | 2.5413 | 4.1269 | 0 | 3.6241 | 0 | 3.358 | 5.1687 | 1.9326 | 2.9 | 0 | 0
H2 | HU | 5.0223 | 2.7177 | 4.1514 | 3.3461 | 3.6818 | 2.759 | 3.5736 | 4.1889 | 0 | 0 | 0 | 3.8452 | 2.5181 | 0 | 0 | 3.5091 | 3.8673 | 3.9689 | 4.1452 | 2.9391 | 4.149 | 0 | 3.092 | 0 | 2.8542 | 4.9189 | 2.632 | 1.9314 | 0 | 0
H2 | IE | 4.3466 | 0 | 3.8065 | 0 | 0 | 0 | 4.3488 | 4.2481 | 0 | 4.6014 | 0 | 0 | 0 | 0 | 0 | 0 | 0 | 4.0185 | 0 | 0 | 3.8199 | 4.9576 | 0 | 0 | 0 | 0 | 0 | 0 | 2.6144 | 0
H2 | IT | 4.2624 | 3.1054 | 3.9924 | 4.0464 | 3.0653 | 3.6138 | 3.823 | 4.5927 | 0 | 4.4227 | 0 | 3.9407 | 2.7912 | 3.5091 | 0 | 0 | 0 | 3.7713 | 0 | 3.1694 | 4.1732 | 0 | 4.1928 | 0 | 4.0572 | 5.444 | 2.7963 | 3.722 | 4.8361 | 0
H2 | LT | 0 | 4.0756 | 0 | 0 | 0 | 3.6819 | 3.9536 | 3.7201 | 2.6731 | 0 | 3.9708 | 0 | 4.3167 | 3.8673 | 0 | 0 | 0 | 0 | 1.9714 | 0 | 4.2988 | 4.1615 | 2.8848 | 0 | 4.0217 | 3.805 | 4.239 | 3.5861 | 0 | 0
H2 | LU | 4.0639 | 3.2832 | 1.7811 | 0 | 2.6235 | 3.3341 | 2.5417 | 3.4762 | 0 | 4.3776 | 0 | 0 | 3.8295 | 3.9689 | 4.0185 | 3.7713 | 0 | 0 | 0 | 0 | 2.3509 | 4.8703 | 3.8806 | 0 | 0 | 4.7325 | 3.5324 | 3.8994 | 3.5658 | 0
H2 | LV | 0 | 4.3189 | 0 | 0 | 0 | 3.9547 | 4.1492 | 3.8023 | 2.0773 | 0 | 3.6841 | 0 | 0 | 4.1452 | 0 | 0 | 1.9714 | 0 | 0 | 0 | 4.4283 | 3.9793 | 3.2747 | 0 | 4.265 | 3.5951 | 0 | 3.8933 | 0 | 0
H2 | NL | 4.3482 | 3.5991 | 2.0214 | 0 | 3.2775 | 3.4779 | 2.5919 | 2.981 | 0 | 4.6433 | 0 | 0 | 4.1269 | 4.149 | 3.8199 | 4.1732 | 4.2988 | 2.3509 | 4.4283 | 0 | 0 | 4.5569 | 3.8378 | 0 | 0 | 4.4264 | 3.8622 | 4.0239 | 3.2069 | 0
H2 | NO | 5.8659 | 0 | 4.7919 | 0 | 0 | 4.7988 | 4.6315 | 3.4033 | 3.7406 | 0 | 3.9294 | 0 | 0 | 0 | 4.9576 | 0 | 4.1615 | 4.8703 | 3.9793 | 0 | 4.5569 | 0 | 4.5112 | 0 | 0 | 2.1743 | 0 | 0 | 4.6174 | 0
H2 | NONEU_Balkan | 4.9899 | 3.3383 | 0 | 2.9464 | 3.8947 | 3.6441 | 4.147 | 0 | 0 | 0 | 0 | 3.0218 | 2.5413 | 2.9391 | 0 | 3.1694 | 0 | 0 | 0 | 0 | 0 | 0 | 3.9891 | 0 | 3.1308 | 0 | 2.9979 | 3.3198 | 0 | 0
H2 | PL | 5.1965 | 3.2626 | 3.9882 | 4.1274 | 3.9319 | 2.689 | 3.2699 | 3.4908 | 3.6371 | 0 | 4.5397 | 4.6021 | 3.6241 | 3.092 | 0 | 4.1928 | 2.8848 | 3.8806 | 3.2747 | 3.9891 | 3.8378 | 4.5112 | 0 | 0 | 3.608 | 4.2241 | 3.4927 | 2.6611 | 4.6303 | 0
H2 | PT | 3.112 | 0 | 0 | 0 | 0 | 0 | 0 | 0 | 0 | 2.7745 | 0 | 0 | 0 | 0 | 0 | 0 | 0 | 0 | 0 | 0 | 0 | 0 | 0 | 0 | 0 | 0 | 0 | 0 | 4.835 | 0
H2 | RO | 5.451 | 3.6816 | 0 | 2.553 | 4.3572 | 3.667 | 4.2641 | 4.6683 | 0 | 0 | 0 | 3.5414 | 3.358 | 2.8542 | 0 | 4.0572 | 4.0217 | 0 | 4.265 | 3.1308 | 0 | 0 | 3.608 | 0 | 0 | 0 | 3.5689 | 3.0282 | 0 | 3.7644
H2 | SE | 5.7964 | 4.865 | 4.6705 | 0 | 5.0432 | 4.5696 | 4.4403 | 2.7161 | 3.327 | 0 | 2.9856 | 0 | 5.1687 | 4.9189 | 0 | 5.444 | 3.805 | 4.7325 | 3.5951 | 0 | 4.4264 | 2.1743 | 4.2241 | 0 | 0 | 0 | 5.0441 | 4.7193 | 4.6085 | 0
H2 | SI | 4.5922 | 1.9295 | 3.7728 | 3.78 | 2.9999 | 2.7279 | 3.2901 | 4.1485 | 0 | 4.7881 | 0 | 3.979 | 1.9326 | 2.632 | 0 | 2.7963 | 4.239 | 3.5324 | 0 | 2.9979 | 3.8622 | 0 | 3.4927 | 0 | 3.5689 | 5.0441 | 0 | 2.8597 | 0 | 0
H2 | SK | 5.0668 | 2.7612 | 4.0676 | 3.5877 | 3.7139 | 2.494 | 3.4137 | 3.9766 | 4.1973 | 0 | 0 | 4.0977 | 2.9 | 1.9314 | 0 | 3.722 | 3.5861 | 3.8994 | 3.8933 | 3.3198 | 4.0239 | 0 | 2.6611 | 0 | 3.0282 | 4.7193 | 2.8597 | 0 | 0 | 0
H2 | TR | 0 | 0 | 0 | 2.7912 | 0 | 0 | 0 | 0 | 0 | 0 | 0 | 3.7115 | 0 | 0 | 0 | 0 | 0 | 0 | 0 | 0 | 0 | 0 | 0 | 0 | 3.7644 | 0 | 0 | 0 | 0 | 0
H2 | UK | 3.1983 | 4.4988 | 3.2941 | 0 | 4.1348 | 4.4232 | 3.8646 | 3.6805 | 0 | 4.688 | 0 | 0 | 0 | 0 | 2.6144 | 4.8361 | 0 | 3.5658 | 0 | 0 | 3.2069 | 4.6174 | 4.6303 | 4.835 | 0 | 4.6085 | 0 | 0 | 0 | 0
Power | AT | 0.01 | 0 | 0.01 | 0.01 | 0.01 | 0.01 | 0.01 | 0.01 | 0 | 0.01 | 0 | 0.01 | 0.01 | 0.01 | 0 | 0.01 | 0.01 | 0.01 | 0.01 | 0.01 | 0.01 | 0 | 0.01 | 0 | 0.01 | 0.01 | 0.01 | 0.01 | 0.01 | 0
Power | BE | 0.01 | 0.01 | 0 | 0 | 0.01 | 0.01 | 0.01 | 0.01 | 0 | 0.01 | 0 | 0 | 0.01 | 0.01 | 0.01 | 0.01 | 0 | 0.01 | 0 | 0 | 0.01 | 0.01 | 0.01 | 0 | 0 | 0.01 | 0.01 | 0.01 | 0.01 | 0
Power | BG | 0 | 0.01 | 0 | 0 | 0.01 | 0.01 | 0.01 | 0 | 0 | 0 | 0 | 0.01 | 0.01 | 0.01 | 0 | 0.01 | 0 | 0 | 0 | 0.01 | 0 | 0 | 0.01 | 0 | 0.01 | 0 | 0.01 | 0.01 | 0 | 0.01
Power | CH | 0.01 | 0.01 | 0.01 | 0.01 | 0 | 0.01 | 0.01 | 0.01 | 0 | 0.01 | 0 | 0 | 0.01 | 0.01 | 0 | 0.01 | 0 | 0.01 | 0 | 0.01 | 0.01 | 0 | 0.01 | 0 | 0.01 | 0.01 | 0.01 | 0.01 | 0.01 | 0
Power | CZ | 0.01 | 0.01 | 0.01 | 0.01 | 0.01 | 0 | 0.01 | 0.01 | 0.01 | 0 | 0 | 0.01 | 0.01 | 0.01 | 0 | 0.01 | 0.01 | 0.01 | 0.01 | 0.01 | 0.01 | 0.01 | 0.01 | 0 | 0.01 | 0.01 | 0.01 | 0.01 | 0.01 | 0
Power | DE | 0.01 | 0.01 | 0.01 | 0.01 | 0.01 | 0.01 | 0 | 0.01 | 0.01 | 0.01 | 0.01 | 0.01 | 0.01 | 0.01 | 0.01 | 0.01 | 0.01 | 0.01 | 0.01 | 0.01 | 0.01 | 0.01 | 0.01 | 0 | 0.01 | 0.01 | 0.01 | 0.01 | 0.01 | 0
Power | DK | 0.01 | 0.01 | 0.01 | 0 | 0.01 | 0.01 | 0.01 | 0 | 0.01 | 0 | 0.01 | 0 | 0.01 | 0.01 | 0.01 | 0.01 | 0.01 | 0.01 | 0.01 | 0 | 0.01 | 0.01 | 0.01 | 0 | 0.01 | 0.01 | 0.01 | 0.01 | 0.01 | 0
Power | EE | 0 | 0 | 0 | 0 | 0 | 0.01 | 0.01 | 0.01 | 0 | 0 | 0.01 | 0 | 0 | 0 | 0 | 0 | 0.01 | 0 | 0.01 | 0 | 0 | 0.01 | 0.01 | 0 | 0 | 0.01 | 0 | 0.01 | 0 | 0
Power | ES | 0.01 | 0.01 | 0.01 | 0 | 0.01 | 0 | 0.01 | 0 | 0 | 0 | 0 | 0 | 0.01 | 0 | 0.01 | 0.01 | 0 | 0.01 | 0 | 0 | 0.01 | 0 | 0 | 0.01 | 0 | 0 | 0.01 | 0 | 0.01 | 0
Power | FI | 0 | 0 | 0 | 0 | 0 | 0 | 0.01 | 0.01 | 0.01 | 0 | 0 | 0 | 0 | 0 | 0 | 0 | 0.01 | 0 | 0.01 | 0 | 0 | 0.01 | 0.01 | 0 | 0 | 0.01 | 0 | 0 | 0 | 0
Power | FR | 0 | 0.01 | 0.01 | 0 | 0.01 | 0.01 | 0.01 | 0.01 | 0 | 0.01 | 0 | 0.01 | 0.01 | 0.01 | 0.01 | 0.01 | 0 | 0.01 | 0 | 0.01 | 0.01 | 0.01 | 0.01 | 0.01 | 0.01 | 0.01 | 0.01 | 0.01 | 0.01 | 0
Power | GR | 0.01 | 0.01 | 0 | 0.01 | 0 | 0.01 | 0.01 | 0 | 0 | 0 | 0 | 0 | 0.01 | 0.01 | 0 | 0.01 | 0 | 0 | 0 | 0.01 | 0 | 0 | 0.01 | 0 | 0.01 | 0 | 0.01 | 0.01 | 0 | 0.01
Power | HR | 0.01 | 0.01 | 0.01 | 0.01 | 0.01 | 0.01 | 0.01 | 0.01 | 0 | 0.01 | 0 | 0.01 | 0 | 0.01 | 0 | 0.01 | 0.01 | 0.01 | 0 | 0.01 | 0.01 | 0 | 0.01 | 0 | 0.01 | 0.01 | 0.01 | 0.01 | 0 | 0
Power | HU | 0.01 | 0.01 | 0.01 | 0.01 | 0.01 | 0.01 | 0.01 | 0.01 | 0 | 0 | 0 | 0.01 | 0.01 | 0 | 0 | 0.01 | 0.01 | 0.01 | 0.01 | 0.01 | 0.01 | 0 | 0.01 | 0 | 0.01 | 0.01 | 0.01 | 0.01 | 0 | 0
Power | IE | 0.01 | 0 | 0.01 | 0 | 0 | 0 | 0.01 | 0.01 | 0 | 0.01 | 0 | 0 | 0 | 0 | 0 | 0 | 0 | 0.01 | 0 | 0 | 0.01 | 0.01 | 0 | 0 | 0 | 0 | 0 | 0 | 0.01 | 0
Power | IT | 0.01 | 0.01 | 0.01 | 0.01 | 0.01 | 0.01 | 0.01 | 0.01 | 0 | 0.01 | 0 | 0.01 | 0.01 | 0.01 | 0 | 0 | 0 | 0.01 | 0 | 0.01 | 0.01 | 0 | 0.01 | 0 | 0.01 | 0.01 | 0.01 | 0.01 | 0.01 | 0
Power | LT | 0 | 0.01 | 0 | 0 | 0 | 0.01 | 0.01 | 0.01 | 0.01 | 0 | 0.01 | 0 | 0.01 | 0.01 | 0 | 0 | 0 | 0 | 0.01 | 0 | 0.01 | 0.01 | 0.01 | 0 | 0.01 | 0.01 | 0.01 | 0.01 | 0 | 0
Power | LU | 0.01 | 0.01 | 0.01 | 0 | 0.01 | 0.01 | 0.01 | 0.01 | 0 | 0.01 | 0 | 0 | 0.01 | 0.01 | 0.01 | 0.01 | 0 | 0 | 0 | 0 | 0.01 | 0.01 | 0.01 | 0 | 0 | 0.01 | 0.01 | 0.01 | 0.01 | 0
Power | LV | 0 | 0.01 | 0 | 0 | 0 | 0.01 | 0.01 | 0.01 | 0.01 | 0 | 0.01 | 0 | 0 | 0.01 | 0 | 0 | 0.01 | 0 | 0 | 0 | 0.01 | 0.01 | 0.01 | 0 | 0.01 | 0.01 | 0 | 0.01 | 0 | 0
Power | NL | 0.01 | 0.01 | 0.01 | 0 | 0.01 | 0.01 | 0.01 | 0.01 | 0 | 0.01 | 0 | 0 | 0.01 | 0.01 | 0.01 | 0.01 | 0.01 | 0.01 | 0.01 | 0 | 0 | 0.01 | 0.01 | 0 | 0 | 0.01 | 0.01 | 0.01 | 0.01 | 0
Power | NO | 0.01 | 0 | 0.01 | 0 | 0 | 0.01 | 0.01 | 0.01 | 0.01 | 0 | 0.01 | 0 | 0 | 0 | 0.01 | 0 | 0.01 | 0.01 | 0.01 | 0 | 0.01 | 0 | 0.01 | 0 | 0 | 0.01 | 0 | 0 | 0.01 | 0
Power | NONEU_Balkan | 0.01 | 0.01 | 0 | 0.01 | 0.01 | 0.01 | 0.01 | 0 | 0 | 0 | 0 | 0.01 | 0.01 | 0.01 | 0 | 0.01 | 0 | 0 | 0 | 0 | 0 | 0 | 0.01 | 0 | 0.01 | 0 | 0.01 | 0.01 | 0 | 0
Power | PL | 0.01 | 0.01 | 0.01 | 0.01 | 0.01 | 0.01 | 0.01 | 0.01 | 0.01 | 0 | 0.01 | 0.01 | 0.01 | 0.01 | 0 | 0.01 | 0.01 | 0.01 | 0.01 | 0.01 | 0.01 | 0.01 | 0 | 0 | 0.01 | 0.01 | 0.01 | 0.01 | 0.01 | 0
Power | PT | 0.01 | 0 | 0 | 0 | 0 | 0 | 0 | 0 | 0 | 0.01 | 0 | 0 | 0 | 0 | 0 | 0 | 0 | 0 | 0 | 0 | 0 | 0 | 0 | 0 | 0 | 0 | 0 | 0 | 0.01 | 0
Power | RO | 0.01 | 0.01 | 0 | 0.01 | 0.01 | 0.01 | 0.01 | 0.01 | 0 | 0 | 0 | 0.01 | 0.01 | 0.01 | 0 | 0.01 | 0.01 | 0 | 0.01 | 0.01 | 0 | 0 | 0.01 | 0 | 0 | 0 | 0.01 | 0.01 | 0 | 0.01
Power | SE | 0.01 | 0.01 | 0.01 | 0 | 0.01 | 0.01 | 0.01 | 0.01 | 0.01 | 0 | 0.01 | 0 | 0.01 | 0.01 | 0 | 0.01 | 0.01 | 0.01 | 0.01 | 0 | 0.01 | 0.01 | 0.01 | 0 | 0 | 0 | 0.01 | 0.01 | 0.01 | 0
Power | SI | 0.01 | 0.01 | 0.01 | 0.01 | 0.01 | 0.01 | 0.01 | 0.01 | 0 | 0.01 | 0 | 0.01 | 0.01 | 0.01 | 0 | 0.01 | 0.01 | 0.01 | 0 | 0.01 | 0.01 | 0 | 0.01 | 0 | 0.01 | 0.01 | 0 | 0.01 | 0 | 0
Power | SK | 0.01 | 0.01 | 0.01 | 0.01 | 0.01 | 0.01 | 0.01 | 0.01 | 0.01 | 0 | 0 | 0.01 | 0.01 | 0.01 | 0 | 0.01 | 0.01 | 0.01 | 0.01 | 0.01 | 0.01 | 0 | 0.01 | 0 | 0.01 | 0.01 | 0.01 | 0 | 0 | 0
Power | TR | 0 | 0 | 0 | 0.01 | 0 | 0 | 0 | 0 | 0 | 0 | 0 | 0.01 | 0 | 0 | 0 | 0 | 0 | 0 | 0 | 0 | 0 | 0 | 0 | 0 | 0.01 | 0 | 0 | 0 | 0 | 0
Power | UK | 0.01 | 0.01 | 0.01 | 0 | 0.01 | 0.01 | 0.01 | 0.01 | 0 | 0.01 | 0 | 0 | 0 | 0 | 0.01 | 0.01 | 0 | 0.01 | 0 | 0 | 0.01 | 0.01 | 0.01 | 0.01 | 0 | 0.01 | 0 | 0 | 0 | 0
LH2 | AT | 4.58 | 0 | 3.537 | 3.9648 | 2.8643 | 2.2649 | 2.9159 | 3.8864 | 0 | 4.7971 | 0 | 4.212 | 2.5204 | 2.7177 | 0 | 3.1054 | 4.0756 | 3.2832 | 4.3189 | 3.3383 | 3.5991 | 0 | 3.2626 | 0 | 3.6816 | 4.865 | 1.9295 | 2.7612 | 4.4988 | 0
LH2 | BE | 4.0818 | 3.537 | 0 | 0 | 2.975 | 3.5326 | 2.7338 | 3.3879 | 0 | 4.4019 | 0 | 0 | 4.0458 | 4.1514 | 3.8065 | 3.9924 | 0 | 1.7811 | 0 | 0 | 2.0214 | 4.7919 | 3.9882 | 0 | 0 | 4.6705 | 3.7728 | 4.0676 | 3.2941 | 0
LH2 | BG | 0 | 3.9648 | 0 | 0 | 4.5201 | 4.0639 | 4.5744 | 0 | 0 | 0 | 0 | 2.8582 | 3.5052 | 3.3461 | 0 | 4.0464 | 0 | 0 | 0 | 2.9464 | 0 | 0 | 4.1274 | 0 | 2.553 | 0 | 3.78 | 3.5877 | 0 | 2.7912
LH2 | CH | 3.9521 | 2.8643 | 2.975 | 4.5201 | 0 | 3.2406 | 2.9827 | 3.9719 | 0 | 4.2347 | 0 | 0 | 3.3295 | 3.6818 | 0 | 3.0653 | 0 | 2.6235 | 0 | 3.8947 | 3.2775 | 0 | 3.9319 | 0 | 4.3572 | 5.0432 | 2.9999 | 3.7139 | 4.1348 | 0
LH2 | CZ | 4.785 | 2.2649 | 3.5326 | 4.0639 | 3.2406 | 0 | 2.6679 | 3.5509 | 4.2206 | 0 | 0 | 4.4135 | 3.0391 | 2.759 | 0 | 3.6138 | 3.6819 | 3.3341 | 3.9547 | 3.6441 | 3.4779 | 4.7988 | 2.689 | 0 | 3.667 | 4.5696 | 2.7279 | 2.494 | 4.4232 | 0
LH2 | DE | 4.514 | 2.9159 | 2.7338 | 4.5744 | 2.9827 | 2.6679 | 0 | 3.0664 | 4.3419 | 4.7787 | 4.9245 | 4.823 | 3.6082 | 3.5736 | 4.3488 | 3.823 | 3.9536 | 2.5417 | 4.1492 | 4.147 | 2.5919 | 4.6315 | 3.2699 | 0 | 4.2641 | 4.4403 | 3.2901 | 3.4137 | 3.8646 | 0
LH2 | DK | 4.9681 | 3.8864 | 3.3879 | 0 | 3.9719 | 3.5509 | 3.0664 | 0 | 3.8951 | 0 | 4.3651 | 0 | 4.3599 | 4.1889 | 4.2481 | 4.5927 | 3.7201 | 3.4762 | 3.8023 | 0 | 2.981 | 3.4033 | 3.4908 | 0 | 4.6683 | 2.7161 | 4.1485 | 3.9766 | 3.6805 | 0
LH2 | EE | 0 | 0 | 0 | 0 | 0 | 4.2206 | 4.3419 | 3.8951 | 0 | 0 | 3.2989 | 0 | 0 | 0 | 0 | 0 | 2.6731 | 0 | 2.0773 | 0 | 0 | 3.7406 | 3.6371 | 0 | 0 | 3.327 | 0 | 4.1973 | 0 | 0
LH2 | ES | 2.1716 | 4.7971 | 4.4019 | 0 | 4.2347 | 0 | 4.7787 | 0 | 0 | 0 | 0 | 0 | 4.8935 | 0 | 4.6014 | 4.4227 | 0 | 4.3776 | 0 | 0 | 4.6433 | 0 | 0 | 2.7745 | 0 | 0 | 4.7881 | 0 | 4.688 | 0
LH2 | FI | 0 | 0 | 0 | 0 | 0 | 0 | 4.9245 | 4.3651 | 3.2989 | 0 | 0 | 0 | 0 | 0 | 0 | 0 | 3.9708 | 0 | 3.6841 | 0 | 0 | 3.9294 | 4.5397 | 0 | 0 | 2.9856 | 0 | 0 | 0 | 0
LH2 | FR | 0 | 4.58 | 2.4188 | 0 | 2.5738 | 4.785 | 2.9717 | 4.9681 | 0 | 3.9294 | 0 | 5.4004 | 4.7225 | 5.0223 | 4.3466 | 3.9294 | 0 | 4.0639 | 0 | 4.9899 | 4.3482 | 5.8659 | 5.1965 | 3.112 | 5.451 | 5.7964 | 4.5922 | 5.0668 | 3.1983 | 0
LH2 | GR | 5.4004 | 4.212 | 0 | 2.8582 | 0 | 4.4135 | 4.823 | 0 | 0 | 0 | 0 | 0 | 3.6977 | 3.8452 | 0 | 3.9407 | 0 | 0 | 0 | 3.0218 | 0 | 0 | 4.6021 | 0 | 3.5414 | 0 | 3.979 | 4.0977 | 0 | 3.7115
LH2 | HR | 4.7225 | 2.5204 | 4.0458 | 3.5052 | 3.3295 | 3.0391 | 3.6082 | 4.3599 | 0 | 4.8935 | 0 | 3.6977 | 0 | 2.5181 | 0 | 2.7912 | 4.3167 | 3.8295 | 0 | 2.5413 | 4.1269 | 0 | 3.6241 | 0 | 3.358 | 5.1687 | 1.9326 | 2.9 | 0 | 0
LH2 | HU | 5.0223 | 2.7177 | 4.1514 | 3.3461 | 3.6818 | 2.759 | 3.5736 | 4.1889 | 0 | 0 | 0 | 3.8452 | 2.5181 | 0 | 0 | 3.5091 | 3.8673 | 3.9689 | 4.1452 | 2.9391 | 4.149 | 0 | 3.092 | 0 | 2.8542 | 4.9189 | 2.632 | 1.9314 | 0 | 0
LH2 | IE | 4.3466 | 0 | 3.8065 | 0 | 0 | 0 | 4.3488 | 4.2481 | 0 | 4.6014 | 0 | 0 | 0 | 0 | 0 | 0 | 0 | 4.0185 | 0 | 0 | 3.8199 | 4.9576 | 0 | 0 | 0 | 0 | 0 | 0 | 2.6144 | 0
LH2 | IT | 4.2624 | 3.1054 | 3.9924 | 4.0464 | 3.0653 | 3.6138 | 3.823 | 4.5927 | 0 | 4.4227 | 0 | 3.9407 | 2.7912 | 3.5091 | 0 | 0 | 0 | 3.7713 | 0 | 3.1694 | 4.1732 | 0 | 4.1928 | 0 | 4.0572 | 5.444 | 2.7963 | 3.722 | 4.8361 | 0
LH2 | LT | 0 | 4.0756 | 0 | 0 | 0 | 3.6819 | 3.9536 | 3.7201 | 2.6731 | 0 | 3.9708 | 0 | 4.3167 | 3.8673 | 0 | 0 | 0 | 0 | 1.9714 | 0 | 4.2988 | 4.1615 | 2.8848 | 0 | 4.0217 | 3.805 | 4.239 | 3.5861 | 0 | 0
LH2 | LU | 4.0639 | 3.2832 | 1.7811 | 0 | 2.6235 | 3.3341 | 2.5417 | 3.4762 | 0 | 4.3776 | 0 | 0 | 3.8295 | 3.9689 | 4.0185 | 3.7713 | 0 | 0 | 0 | 0 | 2.3509 | 4.8703 | 3.8806 | 0 | 0 | 4.7325 | 3.5324 | 3.8994 | 3.5658 | 0
LH2 | LV | 0 | 4.3189 | 0 | 0 | 0 | 3.9547 | 4.1492 | 3.8023 | 2.0773 | 0 | 3.6841 | 0 | 0 | 4.1452 | 0 | 0 | 1.9714 | 0 | 0 | 0 | 4.4283 | 3.9793 | 3.2747 | 0 | 4.265 | 3.5951 | 0 | 3.8933 | 0 | 0
LH2 | NL | 4.3482 | 3.5991 | 2.0214 | 0 | 3.2775 | 3.4779 | 2.5919 | 2.981 | 0 | 4.6433 | 0 | 0 | 4.1269 | 4.149 | 3.8199 | 4.1732 | 4.2988 | 2.3509 | 4.4283 | 0 | 0 | 4.5569 | 3.8378 | 0 | 0 | 4.4264 | 3.8622 | 4.0239 | 3.2069 | 0
LH2 | NO | 5.8659 | 0 | 4.7919 | 0 | 0 | 4.7988 | 4.6315 | 3.4033 | 3.7406 | 0 | 3.9294 | 0 | 0 | 0 | 4.9576 | 0 | 4.1615 | 4.8703 | 3.9793 | 0 | 4.5569 | 0 | 4.5112 | 0 | 0 | 2.1743 | 0 | 0 | 4.6174 | 0
LH2 | NONEU_Balkan | 4.9899 | 3.3383 | 0 | 2.9464 | 3.8947 | 3.6441 | 4.147 | 0 | 0 | 0 | 0 | 3.0218 | 2.5413 | 2.9391 | 0 | 3.1694 | 0 | 0 | 0 | 0 | 0 | 0 | 3.9891 | 0 | 3.1308 | 0 | 2.9979 | 3.3198 | 0 | 0
LH2 | PL | 5.1965 | 3.2626 | 3.9882 | 4.1274 | 3.9319 | 2.689 | 3.2699 | 3.4908 | 3.6371 | 0 | 4.5397 | 4.6021 | 3.6241 | 3.092 | 0 | 4.1928 | 2.8848 | 3.8806 | 3.2747 | 3.9891 | 3.8378 | 4.5112 | 0 | 0 | 3.608 | 4.2241 | 3.4927 | 2.6611 | 4.6303 | 0
LH2 | PT | 3.112 | 0 | 0 | 0 | 0 | 0 | 0 | 0 | 0 | 2.7745 | 0 | 0 | 0 | 0 | 0 | 0 | 0 | 0 | 0 | 0 | 0 | 0 | 0 | 0 | 0 | 0 | 0 | 0 | 4.835 | 0
LH2 | RO | 5.451 | 3.6816 | 0 | 2.553 | 4.3572 | 3.667 | 4.2641 | 4.6683 | 0 | 0 | 0 | 3.5414 | 3.358 | 2.8542 | 0 | 4.0572 | 4.0217 | 0 | 4.265 | 3.1308 | 0 | 0 | 3.608 | 0 | 0 | 0 | 3.5689 | 3.0282 | 0 | 3.7644
LH2 | SE | 5.7964 | 4.865 | 4.6705 | 0 | 5.0432 | 4.5696 | 4.4403 | 2.7161 | 3.327 | 0 | 2.9856 | 0 | 5.1687 | 4.9189 | 0 | 5.444 | 3.805 | 4.7325 | 3.5951 | 0 | 4.4264 | 2.1743 | 4.2241 | 0 | 0 | 0 | 5.0441 | 4.7193 | 4.6085 | 0
LH2 | SI | 4.5922 | 1.9295 | 3.7728 | 3.78 | 2.9999 | 2.7279 | 3.2901 | 4.1485 | 0 | 4.7881 | 0 | 3.979 | 1.9326 | 2.632 | 0 | 2.7963 | 4.239 | 3.5324 | 0 | 2.9979 | 3.8622 | 0 | 3.4927 | 0 | 3.5689 | 5.0441 | 0 | 2.8597 | 0 | 0
LH2 | SK | 5.0668 | 2.7612 | 4.0676 | 3.5877 | 3.7139 | 2.494 | 3.4137 | 3.9766 | 4.1973 | 0 | 0 | 4.0977 | 2.9 | 1.9314 | 0 | 3.722 | 3.5861 | 3.8994 | 3.8933 | 3.3198 | 4.0239 | 0 | 2.6611 | 0 | 3.0282 | 4.7193 | 2.8597 | 0 | 0 | 0
LH2 | TR | 0 | 0 | 0 | 2.7912 | 0 | 0 | 0 | 0 | 0 | 0 | 0 | 3.7115 | 0 | 0 | 0 | 0 | 0 | 0 | 0 | 0 | 0 | 0 | 0 | 0 | 3.7644 | 0 | 0 | 0 | 0 | 0
LH2 | UK | 3.1983 | 4.4988 | 3.2941 | 0 | 4.1348 | 4.4232 | 3.8646 | 3.6805 | 0 | 4.688 | 0 | 0 | 0 | 0 | 2.6144 | 4.8361 | 0 | 3.5658 | 0 | 0 | 3.2069 | 4.6174 | 4.6303 | 4.835 | 0 | 4.6085 | 0 | 0 | 0 | 0
LSG | AT | 4.58 | 0 | 3.537 | 3.9648 | 2.8643 | 2.2649 | 2.9159 | 3.8864 | 0 | 4.7971 | 0 | 4.212 | 2.5204 | 2.7177 | 0 | 3.1054 | 4.0756 | 3.2832 | 4.3189 | 3.3383 | 3.5991 | 0 | 3.2626 | 0 | 3.6816 | 4.865 | 1.9295 | 2.7612 | 4.4988 | 0
LSG | BE | 4.0818 | 3.537 | 0 | 0 | 2.975 | 3.5326 | 2.7338 | 3.3879 | 0 | 4.4019 | 0 | 0 | 4.0458 | 4.1514 | 3.8065 | 3.9924 | 0 | 1.7811 | 0 | 0 | 2.0214 | 4.7919 | 3.9882 | 0 | 0 | 4.6705 | 3.7728 | 4.0676 | 3.2941 | 0
LSG | BG | 0 | 3.9648 | 0 | 0 | 4.5201 | 4.0639 | 4.5744 | 0 | 0 | 0 | 0 | 2.8582 | 3.5052 | 3.3461 | 0 | 4.0464 | 0 | 0 | 0 | 2.9464 | 0 | 0 | 4.1274 | 0 | 2.553 | 0 | 3.78 | 3.5877 | 0 | 2.7912
LSG | CH | 3.9521 | 2.8643 | 2.975 | 4.5201 | 0 | 3.2406 | 2.9827 | 3.9719 | 0 | 4.2347 | 0 | 0 | 3.3295 | 3.6818 | 0 | 3.0653 | 0 | 2.6235 | 0 | 3.8947 | 3.2775 | 0 | 3.9319 | 0 | 4.3572 | 5.0432 | 2.9999 | 3.7139 | 4.1348 | 0
LSG | CZ | 4.785 | 2.2649 | 3.5326 | 4.0639 | 3.2406 | 0 | 2.6679 | 3.5509 | 4.2206 | 0 | 0 | 4.4135 | 3.0391 | 2.759 | 0 | 3.6138 | 3.6819 | 3.3341 | 3.9547 | 3.6441 | 3.4779 | 4.7988 | 2.689 | 0 | 3.667 | 4.5696 | 2.7279 | 2.494 | 4.4232 | 0
LSG | DE | 4.514 | 2.9159 | 2.7338 | 4.5744 | 2.9827 | 2.6679 | 0 | 3.0664 | 4.3419 | 4.7787 | 4.9245 | 4.823 | 3.6082 | 3.5736 | 4.3488 | 3.823 | 3.9536 | 2.5417 | 4.1492 | 4.147 | 2.5919 | 4.6315 | 3.2699 | 0 | 4.2641 | 4.4403 | 3.2901 | 3.4137 | 3.8646 | 0
LSG | DK | 4.9681 | 3.8864 | 3.3879 | 0 | 3.9719 | 3.5509 | 3.0664 | 0 | 3.8951 | 0 | 4.3651 | 0 | 4.3599 | 4.1889 | 4.2481 | 4.5927 | 3.7201 | 3.4762 | 3.8023 | 0 | 2.981 | 3.4033 | 3.4908 | 0 | 4.6683 | 2.7161 | 4.1485 | 3.9766 | 3.6805 | 0
LSG | EE | 0 | 0 | 0 | 0 | 0 | 4.2206 | 4.3419 | 3.8951 | 0 | 0 | 3.2989 | 0 | 0 | 0 | 0 | 0 | 2.6731 | 0 | 2.0773 | 0 | 0 | 3.7406 | 3.6371 | 0 | 0 | 3.327 | 0 | 4.1973 | 0 | 0
LSG | ES | 2.1716 | 4.7971 | 4.4019 | 0 | 4.2347 | 0 | 4.7787 | 0 | 0 | 0 | 0 | 0 | 4.8935 | 0 | 4.6014 | 4.4227 | 0 | 4.3776 | 0 | 0 | 4.6433 | 0 | 0 | 2.7745 | 0 | 0 | 4.7881 | 0 | 4.688 | 0
LSG | FI | 0 | 0 | 0 | 0 | 0 | 0 | 4.9245 | 4.3651 | 3.2989 | 0 | 0 | 0 | 0 | 0 | 0 | 0 | 3.9708 | 0 | 3.6841 | 0 | 0 | 3.9294 | 4.5397 | 0 | 0 | 2.9856 | 0 | 0 | 0 | 0
LSG | FR | 0 | 4.58 | 2.4188 | 0 | 2.5738 | 4.785 | 2.9717 | 4.9681 | 0 | 3.9294 | 0 | 5.4004 | 4.7225 | 5.0223 | 4.3466 | 3.9294 | 0 | 4.0639 | 0 | 4.9899 | 4.3482 | 5.8659 | 5.1965 | 3.112 | 5.451 | 5.7964 | 4.5922 | 5.0668 | 3.1983 | 0
LSG | GR | 5.4004 | 4.212 | 0 | 2.8582 | 0 | 4.4135 | 4.823 | 0 | 0 | 0 | 0 | 0 | 3.6977 | 3.8452 | 0 | 3.9407 | 0 | 0 | 0 | 3.0218 | 0 | 0 | 4.6021 | 0 | 3.5414 | 0 | 3.979 | 4.0977 | 0 | 3.7115
LSG | HR | 4.7225 | 2.5204 | 4.0458 | 3.5052 | 3.3295 | 3.0391 | 3.6082 | 4.3599 | 0 | 4.8935 | 0 | 3.6977 | 0 | 2.5181 | 0 | 2.7912 | 4.3167 | 3.8295 | 0 | 2.5413 | 4.1269 | 0 | 3.6241 | 0 | 3.358 | 5.1687 | 1.9326 | 2.9 | 0 | 0
LSG | HU | 5.0223 | 2.7177 | 4.1514 | 3.3461 | 3.6818 | 2.759 | 3.5736 | 4.1889 | 0 | 0 | 0 | 3.8452 | 2.5181 | 0 | 0 | 3.5091 | 3.8673 | 3.9689 | 4.1452 | 2.9391 | 4.149 | 0 | 3.092 | 0 | 2.8542 | 4.9189 | 2.632 | 1.9314 | 0 | 0
LSG | IE | 4.3466 | 0 | 3.8065 | 0 | 0 | 0 | 4.3488 | 4.2481 | 0 | 4.6014 | 0 | 0 | 0 | 0 | 0 | 0 | 0 | 4.0185 | 0 | 0 | 3.8199 | 4.9576 | 0 | 0 | 0 | 0 | 0 | 0 | 2.6144 | 0
LSG | IT | 4.2624 | 3.1054 | 3.9924 | 4.0464 | 3.0653 | 3.6138 | 3.823 | 4.5927 | 0 | 4.4227 | 0 | 3.9407 | 2.7912 | 3.5091 | 0 | 0 | 0 | 3.7713 | 0 | 3.1694 | 4.1732 | 0 | 4.1928 | 0 | 4.0572 | 5.444 | 2.7963 | 3.722 | 4.8361 | 0
LSG | LT | 0 | 4.0756 | 0 | 0 | 0 | 3.6819 | 3.9536 | 3.7201 | 2.6731 | 0 | 3.9708 | 0 | 4.3167 | 3.8673 | 0 | 0 | 0 | 0 | 1.9714 | 0 | 4.2988 | 4.1615 | 2.8848 | 0 | 4.0217 | 3.805 | 4.239 | 3.5861 | 0 | 0
LSG | LU | 4.0639 | 3.2832 | 1.7811 | 0 | 2.6235 | 3.3341 | 2.5417 | 3.4762 | 0 | 4.3776 | 0 | 0 | 3.8295 | 3.9689 | 4.0185 | 3.7713 | 0 | 0 | 0 | 0 | 2.3509 | 4.8703 | 3.8806 | 0 | 0 | 4.7325 | 3.5324 | 3.8994 | 3.5658 | 0
LSG | LV | 0 | 4.3189 | 0 | 0 | 0 | 3.9547 | 4.1492 | 3.8023 | 2.0773 | 0 | 3.6841 | 0 | 0 | 4.1452 | 0 | 0 | 1.9714 | 0 | 0 | 0 | 4.4283 | 3.9793 | 3.2747 | 0 | 4.265 | 3.5951 | 0 | 3.8933 | 0 | 0
LSG | NL | 4.3482 | 3.5991 | 2.0214 | 0 | 3.2775 | 3.4779 | 2.5919 | 2.981 | 0 | 4.6433 | 0 | 0 | 4.1269 | 4.149 | 3.8199 | 4.1732 | 4.2988 | 2.3509 | 4.4283 | 0 | 0 | 4.5569 | 3.8378 | 0 | 0 | 4.4264 | 3.8622 | 4.0239 | 3.2069 | 0
LSG | NO | 5.8659 | 0 | 4.7919 | 0 | 0 | 4.7988 | 4.6315 | 3.4033 | 3.7406 | 0 | 3.9294 | 0 | 0 | 0 | 4.9576 | 0 | 4.1615 | 4.8703 | 3.9793 | 0 | 4.5569 | 0 | 4.5112 | 0 | 0 | 2.1743 | 0 | 0 | 4.6174 | 0
LSG | NONEU_Balkan | 4.9899 | 3.3383 | 0 | 2.9464 | 3.8947 | 3.6441 | 4.147 | 0 | 0 | 0 | 0 | 3.0218 | 2.5413 | 2.9391 | 0 | 3.1694 | 0 | 0 | 0 | 0 | 0 | 0 | 3.9891 | 0 | 3.1308 | 0 | 2.9979 | 3.3198 | 0 | 0
LSG | PL | 5.1965 | 3.2626 | 3.9882 | 4.1274 | 3.9319 | 2.689 | 3.2699 | 3.4908 | 3.6371 | 0 | 4.5397 | 4.6021 | 3.6241 | 3.092 | 0 | 4.1928 | 2.8848 | 3.8806 | 3.2747 | 3.9891 | 3.8378 | 4.5112 | 0 | 0 | 3.608 | 4.2241 | 3.4927 | 2.6611 | 4.6303 | 0
LSG | PT | 3.112 | 0 | 0 | 0 | 0 | 0 | 0 | 0 | 0 | 2.7745 | 0 | 0 | 0 | 0 | 0 | 0 | 0 | 0 | 0 | 0 | 0 | 0 | 0 | 0 | 0 | 0 | 0 | 0 | 4.835 | 0
LSG | RO | 5.451 | 3.6816 | 0 | 2.553 | 4.3572 | 3.667 | 4.2641 | 4.6683 | 0 | 0 | 0 | 3.5414 | 3.358 | 2.8542 | 0 | 4.0572 | 4.0217 | 0 | 4.265 | 3.1308 | 0 | 0 | 3.608 | 0 | 0 | 0 | 3.5689 | 3.0282 | 0 | 3.7644
LSG | SE | 5.7964 | 4.865 | 4.6705 | 0 | 5.0432 | 4.5696 | 4.4403 | 2.7161 | 3.327 | 0 | 2.9856 | 0 | 5.1687 | 4.9189 | 0 | 5.444 | 3.805 | 4.7325 | 3.5951 | 0 | 4.4264 | 2.1743 | 4.2241 | 0 | 0 | 0 | 5.0441 | 4.7193 | 4.6085 | 0
LSG | SI | 4.5922 | 1.9295 | 3.7728 | 3.78 | 2.9999 | 2.7279 | 3.2901 | 4.1485 | 0 | 4.7881 | 0 | 3.979 | 1.9326 | 2.632 | 0 | 2.7963 | 4.239 | 3.5324 | 0 | 2.9979 | 3.8622 | 0 | 3.4927 | 0 | 3.5689 | 5.0441 | 0 | 2.8597 | 0 | 0
LSG | SK | 5.0668 | 2.7612 | 4.0676 | 3.5877 | 3.7139 | 2.494 | 3.4137 | 3.9766 | 4.1973 | 0 | 0 | 4.0977 | 2.9 | 1.9314 | 0 | 3.722 | 3.5861 | 3.8994 | 3.8933 | 3.3198 | 4.0239 | 0 | 2.6611 | 0 | 3.0282 | 4.7193 | 2.8597 | 0 | 0 | 0
LSG | TR | 0 | 0 | 0 | 2.7912 | 0 | 0 | 0 | 0 | 0 | 0 | 0 | 3.7115 | 0 | 0 | 0 | 0 | 0 | 0 | 0 | 0 | 0 | 0 | 0 | 0 | 3.7644 | 0 | 0 | 0 | 0 | 0
LSG | UK | 3.1983 | 4.4988 | 3.2941 | 0 | 4.1348 | 4.4232 | 3.8646 | 3.6805 | 0 | 4.688 | 0 | 0 | 0 | 0 | 2.6144 | 4.8361 | 0 | 3.5658 | 0 | 0 | 3.2069 | 4.6174 | 4.6303 | 4.835 | 0 | 4.6085 | 0 | 0 | 0 | 0
LNG | AT | 4.58 | 0 | 3.537 | 3.9648 | 2.8643 | 2.2649 | 2.9159 | 3.8864 | 0 | 4.7971 | 0 | 4.212 | 2.5204 | 2.7177 | 0 | 3.1054 | 4.0756 | 3.2832 | 4.3189 | 3.3383 | 3.5991 | 0 | 3.2626 | 0 | 3.6816 | 4.865 | 1.9295 | 2.7612 | 4.4988 | 0
LNG | BE | 4.0818 | 3.537 | 0 | 0 | 2.975 | 3.5326 | 2.7338 | 3.3879 | 0 | 4.4019 | 0 | 0 | 4.0458 | 4.1514 | 3.8065 | 3.9924 | 0 | 1.7811 | 0 | 0 | 2.0214 | 4.7919 | 3.9882 | 0 | 0 | 4.6705 | 3.7728 | 4.0676 | 3.2941 | 0
LNG | BG | 0 | 3.9648 | 0 | 0 | 4.5201 | 4.0639 | 4.5744 | 0 | 0 | 0 | 0 | 2.8582 | 3.5052 | 3.3461 | 0 | 4.0464 | 0 | 0 | 0 | 2.9464 | 0 | 0 | 4.1274 | 0 | 2.553 | 0 | 3.78 | 3.5877 | 0 | 2.7912
LNG | CH | 3.9521 | 2.8643 | 2.975 | 4.5201 | 0 | 3.2406 | 2.9827 | 3.9719 | 0 | 4.2347 | 0 | 0 | 3.3295 | 3.6818 | 0 | 3.0653 | 0 | 2.6235 | 0 | 3.8947 | 3.2775 | 0 | 3.9319 | 0 | 4.3572 | 5.0432 | 2.9999 | 3.7139 | 4.1348 | 0
LNG | CZ | 4.785 | 2.2649 | 3.5326 | 4.0639 | 3.2406 | 0 | 2.6679 | 3.5509 | 4.2206 | 0 | 0 | 4.4135 | 3.0391 | 2.759 | 0 | 3.6138 | 3.6819 | 3.3341 | 3.9547 | 3.6441 | 3.4779 | 4.7988 | 2.689 | 0 | 3.667 | 4.5696 | 2.7279 | 2.494 | 4.4232 | 0
LNG | DE | 4.514 | 2.9159 | 2.7338 | 4.5744 | 2.9827 | 2.6679 | 0 | 3.0664 | 4.3419 | 4.7787 | 4.9245 | 4.823 | 3.6082 | 3.5736 | 4.3488 | 3.823 | 3.9536 | 2.5417 | 4.1492 | 4.147 | 2.5919 | 4.6315 | 3.2699 | 0 | 4.2641 | 4.4403 | 3.2901 | 3.4137 | 3.8646 | 0
LNG | DK | 4.9681 | 3.8864 | 3.3879 | 0 | 3.9719 | 3.5509 | 3.0664 | 0 | 3.8951 | 0 | 4.3651 | 0 | 4.3599 | 4.1889 | 4.2481 | 4.5927 | 3.7201 | 3.4762 | 3.8023 | 0 | 2.981 | 3.4033 | 3.4908 | 0 | 4.6683 | 2.7161 | 4.1485 | 3.9766 | 3.6805 | 0
LNG | EE | 0 | 0 | 0 | 0 | 0 | 4.2206 | 4.3419 | 3.8951 | 0 | 0 | 3.2989 | 0 | 0 | 0 | 0 | 0 | 2.6731 | 0 | 2.0773 | 0 | 0 | 3.7406 | 3.6371 | 0 | 0 | 3.327 | 0 | 4.1973 | 0 | 0
LNG | ES | 2.1716 | 4.7971 | 4.4019 | 0 | 4.2347 | 0 | 4.7787 | 0 | 0 | 0 | 0 | 0 | 4.8935 | 0 | 4.6014 | 4.4227 | 0 | 4.3776 | 0 | 0 | 4.6433 | 0 | 0 | 2.7745 | 0 | 0 | 4.7881 | 0 | 4.688 | 0
LNG | FI | 0 | 0 | 0 | 0 | 0 | 0 | 4.9245 | 4.3651 | 3.2989 | 0 | 0 | 0 | 0 | 0 | 0 | 0 | 3.9708 | 0 | 3.6841 | 0 | 0 | 3.9294 | 4.5397 | 0 | 0 | 2.9856 | 0 | 0 | 0 | 0
LNG | FR | 0 | 4.58 | 2.4188 | 0 | 2.5738 | 4.785 | 2.9717 | 4.9681 | 0 | 3.9294 | 0 | 5.4004 | 4.7225 | 5.0223 | 4.3466 | 3.9294 | 0 | 4.0639 | 0 | 4.9899 | 4.3482 | 5.8659 | 5.1965 | 3.112 | 5.451 | 5.7964 | 4.5922 | 5.0668 | 3.1983 | 0
LNG | GR | 5.4004 | 4.212 | 0 | 2.8582 | 0 | 4.4135 | 4.823 | 0 | 0 | 0 | 0 | 0 | 3.6977 | 3.8452 | 0 | 3.9407 | 0 | 0 | 0 | 3.0218 | 0 | 0 | 4.6021 | 0 | 3.5414 | 0 | 3.979 | 4.0977 | 0 | 3.7115
LNG | HR | 4.7225 | 2.5204 | 4.0458 | 3.5052 | 3.3295 | 3.0391 | 3.6082 | 4.3599 | 0 | 4.8935 | 0 | 3.6977 | 0 | 2.5181 | 0 | 2.7912 | 4.3167 | 3.8295 | 0 | 2.5413 | 4.1269 | 0 | 3.6241 | 0 | 3.358 | 5.1687 | 1.9326 | 2.9 | 0 | 0
LNG | HU | 5.0223 | 2.7177 | 4.1514 | 3.3461 | 3.6818 | 2.759 | 3.5736 | 4.1889 | 0 | 0 | 0 | 3.8452 | 2.5181 | 0 | 0 | 3.5091 | 3.8673 | 3.9689 | 4.1452 | 2.9391 | 4.149 | 0 | 3.092 | 0 | 2.8542 | 4.9189 | 2.632 | 1.9314 | 0 | 0
LNG | IE | 4.3466 | 0 | 3.8065 | 0 | 0 | 0 | 4.3488 | 4.2481 | 0 | 4.6014 | 0 | 0 | 0 | 0 | 0 | 0 | 0 | 4.0185 | 0 | 0 | 3.8199 | 4.9576 | 0 | 0 | 0 | 0 | 0 | 0 | 2.6144 | 0
LNG | IT | 4.2624 | 3.1054 | 3.9924 | 4.0464 | 3.0653 | 3.6138 | 3.823 | 4.5927 | 0 | 4.4227 | 0 | 3.9407 | 2.7912 | 3.5091 | 0 | 0 | 0 | 3.7713 | 0 | 3.1694 | 4.1732 | 0 | 4.1928 | 0 | 4.0572 | 5.444 | 2.7963 | 3.722 | 4.8361 | 0
LNG | LT | 0 | 4.0756 | 0 | 0 | 0 | 3.6819 | 3.9536 | 3.7201 | 2.6731 | 0 | 3.9708 | 0 | 4.3167 | 3.8673 | 0 | 0 | 0 | 0 | 1.9714 | 0 | 4.2988 | 4.1615 | 2.8848 | 0 | 4.0217 | 3.805 | 4.239 | 3.5861 | 0 | 0
LNG | LU | 4.0639 | 3.2832 | 1.7811 | 0 | 2.6235 | 3.3341 | 2.5417 | 3.4762 | 0 | 4.3776 | 0 | 0 | 3.8295 | 3.9689 | 4.0185 | 3.7713 | 0 | 0 | 0 | 0 | 2.3509 | 4.8703 | 3.8806 | 0 | 0 | 4.7325 | 3.5324 | 3.8994 | 3.5658 | 0
LNG | LV | 0 | 4.3189 | 0 | 0 | 0 | 3.9547 | 4.1492 | 3.8023 | 2.0773 | 0 | 3.6841 | 0 | 0 | 4.1452 | 0 | 0 | 1.9714 | 0 | 0 | 0 | 4.4283 | 3.9793 | 3.2747 | 0 | 4.265 | 3.5951 | 0 | 3.8933 | 0 | 0
LNG | NL | 4.3482 | 3.5991 | 2.0214 | 0 | 3.2775 | 3.4779 | 2.5919 | 2.981 | 0 | 4.6433 | 0 | 0 | 4.1269 | 4.149 | 3.8199 | 4.1732 | 4.2988 | 2.3509 | 4.4283 | 0 | 0 | 4.5569 | 3.8378 | 0 | 0 | 4.4264 | 3.8622 | 4.0239 | 3.2069 | 0
LNG | NO | 5.8659 | 0 | 4.7919 | 0 | 0 | 4.7988 | 4.6315 | 3.4033 | 3.7406 | 0 | 3.9294 | 0 | 0 | 0 | 4.9576 | 0 | 4.1615 | 4.8703 | 3.9793 | 0 | 4.5569 | 0 | 4.5112 | 0 | 0 | 2.1743 | 0 | 0 | 4.6174 | 0
LNG | NONEU_Balkan | 4.9899 | 3.3383 | 0 | 2.9464 | 3.8947 | 3.6441 | 4.147 | 0 | 0 | 0 | 0 | 3.0218 | 2.5413 | 2.9391 | 0 | 3.1694 | 0 | 0 | 0 | 0 | 0 | 0 | 3.9891 | 0 | 3.1308 | 0 | 2.9979 | 3.3198 | 0 | 0
LNG | PL | 5.1965 | 3.2626 | 3.9882 | 4.1274 | 3.9319 | 2.689 | 3.2699 | 3.4908 | 3.6371 | 0 | 4.5397 | 4.6021 | 3.6241 | 3.092 | 0 | 4.1928 | 2.8848 | 3.8806 | 3.2747 | 3.9891 | 3.8378 | 4.5112 | 0 | 0 | 3.608 | 4.2241 | 3.4927 | 2.6611 | 4.6303 | 0
LNG | PT | 3.112 | 0 | 0 | 0 | 0 | 0 | 0 | 0 | 0 | 2.7745 | 0 | 0 | 0 | 0 | 0 | 0 | 0 | 0 | 0 | 0 | 0 | 0 | 0 | 0 | 0 | 0 | 0 | 0 | 4.835 | 0
LNG | RO | 5.451 | 3.6816 | 0 | 2.553 | 4.3572 | 3.667 | 4.2641 | 4.6683 | 0 | 0 | 0 | 3.5414 | 3.358 | 2.8542 | 0 | 4.0572 | 4.0217 | 0 | 4.265 | 3.1308 | 0 | 0 | 3.608 | 0 | 0 | 0 | 3.5689 | 3.0282 | 0 | 3.7644
LNG | SE | 5.7964 | 4.865 | 4.6705 | 0 | 5.0432 | 4.5696 | 4.4403 | 2.7161 | 3.327 | 0 | 2.9856 | 0 | 5.1687 | 4.9189 | 0 | 5.444 | 3.805 | 4.7325 | 3.5951 | 0 | 4.4264 | 2.1743 | 4.2241 | 0 | 0 | 0 | 5.0441 | 4.7193 | 4.6085 | 0
LNG | SI | 4.5922 | 1.9295 | 3.7728 | 3.78 | 2.9999 | 2.7279 | 3.2901 | 4.1485 | 0 | 4.7881 | 0 | 3.979 | 1.9326 | 2.632 | 0 | 2.7963 | 4.239 | 3.5324 | 0 | 2.9979 | 3.8622 | 0 | 3.4927 | 0 | 3.5689 | 5.0441 | 0 | 2.8597 | 0 | 0
LNG | SK | 5.0668 | 2.7612 | 4.0676 | 3.5877 | 3.7139 | 2.494 | 3.4137 | 3.9766 | 4.1973 | 0 | 0 | 4.0977 | 2.9 | 1.9314 | 0 | 3.722 | 3.5861 | 3.8994 | 3.8933 | 3.3198 | 4.0239 | 0 | 2.6611 | 0 | 3.0282 | 4.7193 | 2.8597 | 0 | 0 | 0
LNG | TR | 0 | 0 | 0 | 2.7912 | 0 | 0 | 0 | 0 | 0 | 0 | 0 | 3.7115 | 0 | 0 | 0 | 0 | 0 | 0 | 0 | 0 | 0 | 0 | 0 | 0 | 3.7644 | 0 | 0 | 0 | 0 | 0
LNG | UK | 3.1983 | 4.4988 | 3.2941 | 0 | 4.1348 | 4.4232 | 3.8646 | 3.6805 | 0 | 4.688 | 0 | 0 | 0 | 0 | 2.6144 | 4.8361 | 0 | 3.5658 | 0 | 0 | 3.2069 | 4.6174 | 4.6303 | 4.835 | 0 | 4.6085 | 0 | 0 | 0 | 0
LBG | AT | 4.58 | 0 | 3.537 | 3.9648 | 2.8643 | 2.2649 | 2.9159 | 3.8864 | 0 | 4.7971 | 0 | 4.212 | 2.5204 | 2.7177 | 0 | 3.1054 | 4.0756 | 3.2832 | 4.3189 | 3.3383 | 3.5991 | 0 | 3.2626 | 0 | 3.6816 | 4.865 | 1.9295 | 2.7612 | 4.4988 | 0
LBG | BE | 4.0818 | 3.537 | 0 | 0 | 2.975 | 3.5326 | 2.7338 | 3.3879 | 0 | 4.4019 | 0 | 0 | 4.0458 | 4.1514 | 3.8065 | 3.9924 | 0 | 1.7811 | 0 | 0 | 2.0214 | 4.7919 | 3.9882 | 0 | 0 | 4.6705 | 3.7728 | 4.0676 | 3.2941 | 0
LBG | BG | 0 | 3.9648 | 0 | 0 | 4.5201 | 4.0639 | 4.5744 | 0 | 0 | 0 | 0 | 2.8582 | 3.5052 | 3.3461 | 0 | 4.0464 | 0 | 0 | 0 | 2.9464 | 0 | 0 | 4.1274 | 0 | 2.553 | 0 | 3.78 | 3.5877 | 0 | 2.7912
LBG | CH | 3.9521 | 2.8643 | 2.975 | 4.5201 | 0 | 3.2406 | 2.9827 | 3.9719 | 0 | 4.2347 | 0 | 0 | 3.3295 | 3.6818 | 0 | 3.0653 | 0 | 2.6235 | 0 | 3.8947 | 3.2775 | 0 | 3.9319 | 0 | 4.3572 | 5.0432 | 2.9999 | 3.7139 | 4.1348 | 0
LBG | CZ | 4.785 | 2.2649 | 3.5326 | 4.0639 | 3.2406 | 0 | 2.6679 | 3.5509 | 4.2206 | 0 | 0 | 4.4135 | 3.0391 | 2.759 | 0 | 3.6138 | 3.6819 | 3.3341 | 3.9547 | 3.6441 | 3.4779 | 4.7988 | 2.689 | 0 | 3.667 | 4.5696 | 2.7279 | 2.494 | 4.4232 | 0
LBG | DE | 4.514 | 2.9159 | 2.7338 | 4.5744 | 2.9827 | 2.6679 | 0 | 3.0664 | 4.3419 | 4.7787 | 4.9245 | 4.823 | 3.6082 | 3.5736 | 4.3488 | 3.823 | 3.9536 | 2.5417 | 4.1492 | 4.147 | 2.5919 | 4.6315 | 3.2699 | 0 | 4.2641 | 4.4403 | 3.2901 | 3.4137 | 3.8646 | 0
LBG | DK | 4.9681 | 3.8864 | 3.3879 | 0 | 3.9719 | 3.5509 | 3.0664 | 0 | 3.8951 | 0 | 4.3651 | 0 | 4.3599 | 4.1889 | 4.2481 | 4.5927 | 3.7201 | 3.4762 | 3.8023 | 0 | 2.981 | 3.4033 | 3.4908 | 0 | 4.6683 | 2.7161 | 4.1485 | 3.9766 | 3.6805 | 0
LBG | EE | 0 | 0 | 0 | 0 | 0 | 4.2206 | 4.3419 | 3.8951 | 0 | 0 | 3.2989 | 0 | 0 | 0 | 0 | 0 | 2.6731 | 0 | 2.0773 | 0 | 0 | 3.7406 | 3.6371 | 0 | 0 | 3.327 | 0 | 4.1973 | 0 | 0
LBG | ES | 2.1716 | 4.7971 | 4.4019 | 0 | 4.2347 | 0 | 4.7787 | 0 | 0 | 0 | 0 | 0 | 4.8935 | 0 | 4.6014 | 4.4227 | 0 | 4.3776 | 0 | 0 | 4.6433 | 0 | 0 | 2.7745 | 0 | 0 | 4.7881 | 0 | 4.688 | 0
LBG | FI | 0 | 0 | 0 | 0 | 0 | 0 | 4.9245 | 4.3651 | 3.2989 | 0 | 0 | 0 | 0 | 0 | 0 | 0 | 3.9708 | 0 | 3.6841 | 0 | 0 | 3.9294 | 4.5397 | 0 | 0 | 2.9856 | 0 | 0 | 0 | 0
LBG | FR | 0 | 4.58 | 2.4188 | 0 | 2.5738 | 4.785 | 2.9717 | 4.9681 | 0 | 3.9294 | 0 | 5.4004 | 4.7225 | 5.0223 | 4.3466 | 3.9294 | 0 | 4.0639 | 0 | 4.9899 | 4.3482 | 5.8659 | 5.1965 | 3.112 | 5.451 | 5.7964 | 4.5922 | 5.0668 | 3.1983 | 0
LBG | GR | 5.4004 | 4.212 | 0 | 2.8582 | 0 | 4.4135 | 4.823 | 0 | 0 | 0 | 0 | 0 | 3.6977 | 3.8452 | 0 | 3.9407 | 0 | 0 | 0 | 3.0218 | 0 | 0 | 4.6021 | 0 | 3.5414 | 0 | 3.979 | 4.0977 | 0 | 3.7115
LBG | HR | 4.7225 | 2.5204 | 4.0458 | 3.5052 | 3.3295 | 3.0391 | 3.6082 | 4.3599 | 0 | 4.8935 | 0 | 3.6977 | 0 | 2.5181 | 0 | 2.7912 | 4.3167 | 3.8295 | 0 | 2.5413 | 4.1269 | 0 | 3.6241 | 0 | 3.358 | 5.1687 | 1.9326 | 2.9 | 0 | 0
LBG | HU | 5.0223 | 2.7177 | 4.1514 | 3.3461 | 3.6818 | 2.759 | 3.5736 | 4.1889 | 0 | 0 | 0 | 3.8452 | 2.5181 | 0 | 0 | 3.5091 | 3.8673 | 3.9689 | 4.1452 | 2.9391 | 4.149 | 0 | 3.092 | 0 | 2.8542 | 4.9189 | 2.632 | 1.9314 | 0 | 0
LBG | IE | 4.3466 | 0 | 3.8065 | 0 | 0 | 0 | 4.3488 | 4.2481 | 0 | 4.6014 | 0 | 0 | 0 | 0 | 0 | 0 | 0 | 4.0185 | 0 | 0 | 3.8199 | 4.9576 | 0 | 0 | 0 | 0 | 0 | 0 | 2.6144 | 0
LBG | IT | 4.2624 | 3.1054 | 3.9924 | 4.0464 | 3.0653 | 3.6138 | 3.823 | 4.5927 | 0 | 4.4227 | 0 | 3.9407 | 2.7912 | 3.5091 | 0 | 0 | 0 | 3.7713 | 0 | 3.1694 | 4.1732 | 0 | 4.1928 | 0 | 4.0572 | 5.444 | 2.7963 | 3.722 | 4.8361 | 0
LBG | LT | 0 | 4.0756 | 0 | 0 | 0 | 3.6819 | 3.9536 | 3.7201 | 2.6731 | 0 | 3.9708 | 0 | 4.3167 | 3.8673 | 0 | 0 | 0 | 0 | 1.9714 | 0 | 4.2988 | 4.1615 | 2.8848 | 0 | 4.0217 | 3.805 | 4.239 | 3.5861 | 0 | 0
LBG | LU | 4.0639 | 3.2832 | 1.7811 | 0 | 2.6235 | 3.3341 | 2.5417 | 3.4762 | 0 | 4.3776 | 0 | 0 | 3.8295 | 3.9689 | 4.0185 | 3.7713 | 0 | 0 | 0 | 0 | 2.3509 | 4.8703 | 3.8806 | 0 | 0 | 4.7325 | 3.5324 | 3.8994 | 3.5658 | 0
LBG | LV | 0 | 4.3189 | 0 | 0 | 0 | 3.9547 | 4.1492 | 3.8023 | 2.0773 | 0 | 3.6841 | 0 | 0 | 4.1452 | 0 | 0 | 1.9714 | 0 | 0 | 0 | 4.4283 | 3.9793 | 3.2747 | 0 | 4.265 | 3.5951 | 0 | 3.8933 | 0 | 0
LBG | NL | 4.3482 | 3.5991 | 2.0214 | 0 | 3.2775 | 3.4779 | 2.5919 | 2.981 | 0 | 4.6433 | 0 | 0 | 4.1269 | 4.149 | 3.8199 | 4.1732 | 4.2988 | 2.3509 | 4.4283 | 0 | 0 | 4.5569 | 3.8378 | 0 | 0 | 4.4264 | 3.8622 | 4.0239 | 3.2069 | 0
LBG | NO | 5.8659 | 0 | 4.7919 | 0 | 0 | 4.7988 | 4.6315 | 3.4033 | 3.7406 | 0 | 3.9294 | 0 | 0 | 0 | 4.9576 | 0 | 4.1615 | 4.8703 | 3.9793 | 0 | 4.5569 | 0 | 4.5112 | 0 | 0 | 2.1743 | 0 | 0 | 4.6174 | 0
LBG | NONEU_Balkan | 4.9899 | 3.3383 | 0 | 2.9464 | 3.8947 | 3.6441 | 4.147 | 0 | 0 | 0 | 0 | 3.0218 | 2.5413 | 2.9391 | 0 | 3.1694 | 0 | 0 | 0 | 0 | 0 | 0 | 3.9891 | 0 | 3.1308 | 0 | 2.9979 | 3.3198 | 0 | 0
LBG | PL | 5.1965 | 3.2626 | 3.9882 | 4.1274 | 3.9319 | 2.689 | 3.2699 | 3.4908 | 3.6371 | 0 | 4.5397 | 4.6021 | 3.6241 | 3.092 | 0 | 4.1928 | 2.8848 | 3.8806 | 3.2747 | 3.9891 | 3.8378 | 4.5112 | 0 | 0 | 3.608 | 4.2241 | 3.4927 | 2.6611 | 4.6303 | 0
LBG | PT | 3.112 | 0 | 0 | 0 | 0 | 0 | 0 | 0 | 0 | 2.7745 | 0 | 0 | 0 | 0 | 0 | 0 | 0 | 0 | 0 | 0 | 0 | 0 | 0 | 0 | 0 | 0 | 0 | 0 | 4.835 | 0
LBG | RO | 5.451 | 3.6816 | 0 | 2.553 | 4.3572 | 3.667 | 4.2641 | 4.6683 | 0 | 0 | 0 | 3.5414 | 3.358 | 2.8542 | 0 | 4.0572 | 4.0217 | 0 | 4.265 | 3.1308 | 0 | 0 | 3.608 | 0 | 0 | 0 | 3.5689 | 3.0282 | 0 | 3.7644
LBG | SE | 5.7964 | 4.865 | 4.6705 | 0 | 5.0432 | 4.5696 | 4.4403 | 2.7161 | 3.327 | 0 | 2.9856 | 0 | 5.1687 | 4.9189 | 0 | 5.444 | 3.805 | 4.7325 | 3.5951 | 0 | 4.4264 | 2.1743 | 4.2241 | 0 | 0 | 0 | 5.0441 | 4.7193 | 4.6085 | 0
LBG | SI | 4.5922 | 1.9295 | 3.7728 | 3.78 | 2.9999 | 2.7279 | 3.2901 | 4.1485 | 0 | 4.7881 | 0 | 3.979 | 1.9326 | 2.632 | 0 | 2.7963 | 4.239 | 3.5324 | 0 | 2.9979 | 3.8622 | 0 | 3.4927 | 0 | 3.5689 | 5.0441 | 0 | 2.8597 | 0 | 0
LBG | SK | 5.0668 | 2.7612 | 4.0676 | 3.5877 | 3.7139 | 2.494 | 3.4137 | 3.9766 | 4.1973 | 0 | 0 | 4.0977 | 2.9 | 1.9314 | 0 | 3.722 | 3.5861 | 3.8994 | 3.8933 | 3.3198 | 4.0239 | 0 | 2.6611 | 0 | 3.0282 | 4.7193 | 2.8597 | 0 | 0 | 0
LBG | TR | 0 | 0 | 0 | 2.7912 | 0 | 0 | 0 | 0 | 0 | 0 | 0 | 3.7115 | 0 | 0 | 0 | 0 | 0 | 0 | 0 | 0 | 0 | 0 | 0 | 0 | 3.7644 | 0 | 0 | 0 | 0 | 0
LBG | UK | 3.1983 | 4.4988 | 3.2941 | 0 | 4.1348 | 4.4232 | 3.8646 | 3.6805 | 0 | 4.688 | 0 | 0 | 0 | 0 | 2.6144 | 4.8361 | 0 | 3.5658 | 0 | 0 | 3.2069 | 4.6174 | 4.6303 | 4.835 | 0 | 4.6085 | 0 | 0 | 0 | 0
Powerfuel | AT | 4.58 | 0 | 3.537 | 3.9648 | 2.8643 | 2.2649 | 2.9159 | 3.8864 | 0 | 4.7971 | 0 | 4.212 | 2.5204 | 2.7177 | 0 | 3.1054 | 4.0756 | 3.2832 | 4.3189 | 3.3383 | 3.5991 | 0 | 3.2626 | 0 | 3.6816 | 4.865 | 1.9295 | 2.7612 | 4.4988 | 0
Powerfuel | BE | 4.0818 | 3.537 | 0 | 0 | 2.975 | 3.5326 | 2.7338 | 3.3879 | 0 | 4.4019 | 0 | 0 | 4.0458 | 4.1514 | 3.8065 | 3.9924 | 0 | 1.7811 | 0 | 0 | 2.0214 | 4.7919 | 3.9882 | 0 | 0 | 4.6705 | 3.7728 | 4.0676 | 3.2941 | 0
Powerfuel | BG | 0 | 3.9648 | 0 | 0 | 4.5201 | 4.0639 | 4.5744 | 0 | 0 | 0 | 0 | 2.8582 | 3.5052 | 3.3461 | 0 | 4.0464 | 0 | 0 | 0 | 2.9464 | 0 | 0 | 4.1274 | 0 | 2.553 | 0 | 3.78 | 3.5877 | 0 | 2.7912
Powerfuel | CH | 3.9521 | 2.8643 | 2.975 | 4.5201 | 0 | 3.2406 | 2.9827 | 3.9719 | 0 | 4.2347 | 0 | 0 | 3.3295 | 3.6818 | 0 | 3.0653 | 0 | 2.6235 | 0 | 3.8947 | 3.2775 | 0 | 3.9319 | 0 | 4.3572 | 5.0432 | 2.9999 | 3.7139 | 4.1348 | 0
Powerfuel | CZ | 4.785 | 2.2649 | 3.5326 | 4.0639 | 3.2406 | 0 | 2.6679 | 3.5509 | 4.2206 | 0 | 0 | 4.4135 | 3.0391 | 2.759 | 0 | 3.6138 | 3.6819 | 3.3341 | 3.9547 | 3.6441 | 3.4779 | 4.7988 | 2.689 | 0 | 3.667 | 4.5696 | 2.7279 | 2.494 | 4.4232 | 0
Powerfuel | DE | 4.514 | 2.9159 | 2.7338 | 4.5744 | 2.9827 | 2.6679 | 0 | 3.0664 | 4.3419 | 4.7787 | 4.9245 | 4.823 | 3.6082 | 3.5736 | 4.3488 | 3.823 | 3.9536 | 2.5417 | 4.1492 | 4.147 | 2.5919 | 4.6315 | 3.2699 | 0 | 4.2641 | 4.4403 | 3.2901 | 3.4137 | 3.8646 | 0
Powerfuel | DK | 4.9681 | 3.8864 | 3.3879 | 0 | 3.9719 | 3.5509 | 3.0664 | 0 | 3.8951 | 0 | 4.3651 | 0 | 4.3599 | 4.1889 | 4.2481 | 4.5927 | 3.7201 | 3.4762 | 3.8023 | 0 | 2.981 | 3.4033 | 3.4908 | 0 | 4.6683 | 2.7161 | 4.1485 | 3.9766 | 3.6805 | 0
Powerfuel | EE | 0 | 0 | 0 | 0 | 0 | 4.2206 | 4.3419 | 3.8951 | 0 | 0 | 3.2989 | 0 | 0 | 0 | 0 | 0 | 2.6731 | 0 | 2.0773 | 0 | 0 | 3.7406 | 3.6371 | 0 | 0 | 3.327 | 0 | 4.1973 | 0 | 0
Powerfuel | ES | 2.1716 | 4.7971 | 4.4019 | 0 | 4.2347 | 0 | 4.7787 | 0 | 0 | 0 | 0 | 0 | 4.8935 | 0 | 4.6014 | 4.4227 | 0 | 4.3776 | 0 | 0 | 4.6433 | 0 | 0 | 2.7745 | 0 | 0 | 4.7881 | 0 | 4.688 | 0
Powerfuel | FI | 0 | 0 | 0 | 0 | 0 | 0 | 4.9245 | 4.3651 | 3.2989 | 0 | 0 | 0 | 0 | 0 | 0 | 0 | 3.9708 | 0 | 3.6841 | 0 | 0 | 3.9294 | 4.5397 | 0 | 0 | 2.9856 | 0 | 0 | 0 | 0
Powerfuel | FR | 0 | 4.58 | 2.4188 | 0 | 2.5738 | 4.785 | 2.9717 | 4.9681 | 0 | 3.9294 | 0 | 5.4004 | 4.7225 | 5.0223 | 4.3466 | 3.9294 | 0 | 4.0639 | 0 | 4.9899 | 4.3482 | 5.8659 | 5.1965 | 3.112 | 5.451 | 5.7964 | 4.5922 | 5.0668 | 3.1983 | 0
Powerfuel | GR | 5.4004 | 4.212 | 0 | 2.8582 | 0 | 4.4135 | 4.823 | 0 | 0 | 0 | 0 | 0 | 3.6977 | 3.8452 | 0 | 3.9407 | 0 | 0 | 0 | 3.0218 | 0 | 0 | 4.6021 | 0 | 3.5414 | 0 | 3.979 | 4.0977 | 0 | 3.7115
Powerfuel | HR | 4.7225 | 2.5204 | 4.0458 | 3.5052 | 3.3295 | 3.0391 | 3.6082 | 4.3599 | 0 | 4.8935 | 0 | 3.6977 | 0 | 2.5181 | 0 | 2.7912 | 4.3167 | 3.8295 | 0 | 2.5413 | 4.1269 | 0 | 3.6241 | 0 | 3.358 | 5.1687 | 1.9326 | 2.9 | 0 | 0
Powerfuel | HU | 5.0223 | 2.7177 | 4.1514 | 3.3461 | 3.6818 | 2.759 | 3.5736 | 4.1889 | 0 | 0 | 0 | 3.8452 | 2.5181 | 0 | 0 | 3.5091 | 3.8673 | 3.9689 | 4.1452 | 2.9391 | 4.149 | 0 | 3.092 | 0 | 2.8542 | 4.9189 | 2.632 | 1.9314 | 0 | 0
Powerfuel | IE | 4.3466 | 0 | 3.8065 | 0 | 0 | 0 | 4.3488 | 4.2481 | 0 | 4.6014 | 0 | 0 | 0 | 0 | 0 | 0 | 0 | 4.0185 | 0 | 0 | 3.8199 | 4.9576 | 0 | 0 | 0 | 0 | 0 | 0 | 2.6144 | 0
Powerfuel | IT | 4.2624 | 3.1054 | 3.9924 | 4.0464 | 3.0653 | 3.6138 | 3.823 | 4.5927 | 0 | 4.4227 | 0 | 3.9407 | 2.7912 | 3.5091 | 0 | 0 | 0 | 3.7713 | 0 | 3.1694 | 4.1732 | 0 | 4.1928 | 0 | 4.0572 | 5.444 | 2.7963 | 3.722 | 4.8361 | 0
Powerfuel | LT | 0 | 4.0756 | 0 | 0 | 0 | 3.6819 | 3.9536 | 3.7201 | 2.6731 | 0 | 3.9708 | 0 | 4.3167 | 3.8673 | 0 | 0 | 0 | 0 | 1.9714 | 0 | 4.2988 | 4.1615 | 2.8848 | 0 | 4.0217 | 3.805 | 4.239 | 3.5861 | 0 | 0
Powerfuel | LU | 4.0639 | 3.2832 | 1.7811 | 0 | 2.6235 | 3.3341 | 2.5417 | 3.4762 | 0 | 4.3776 | 0 | 0 | 3.8295 | 3.9689 | 4.0185 | 3.7713 | 0 | 0 | 0 | 0 | 2.3509 | 4.8703 | 3.8806 | 0 | 0 | 4.7325 | 3.5324 | 3.8994 | 3.5658 | 0
Powerfuel | LV | 0 | 4.3189 | 0 | 0 | 0 | 3.9547 | 4.1492 | 3.8023 | 2.0773 | 0 | 3.6841 | 0 | 0 | 4.1452 | 0 | 0 | 1.9714 | 0 | 0 | 0 | 4.4283 | 3.9793 | 3.2747 | 0 | 4.265 | 3.5951 | 0 | 3.8933 | 0 | 0
Powerfuel | NL | 4.3482 | 3.5991 | 2.0214 | 0 | 3.2775 | 3.4779 | 2.5919 | 2.981 | 0 | 4.6433 | 0 | 0 | 4.1269 | 4.149 | 3.8199 | 4.1732 | 4.2988 | 2.3509 | 4.4283 | 0 | 0 | 4.5569 | 3.8378 | 0 | 0 | 4.4264 | 3.8622 | 4.0239 | 3.2069 | 0
Powerfuel | NO | 5.8659 | 0 | 4.7919 | 0 | 0 | 4.7988 | 4.6315 | 3.4033 | 3.7406 | 0 | 3.9294 | 0 | 0 | 0 | 4.9576 | 0 | 4.1615 | 4.8703 | 3.9793 | 0 | 4.5569 | 0 | 4.5112 | 0 | 0 | 2.1743 | 0 | 0 | 4.6174 | 0
Powerfuel | NONEU_Balkan | 4.9899 | 3.3383 | 0 | 2.9464 | 3.8947 | 3.6441 | 4.147 | 0 | 0 | 0 | 0 | 3.0218 | 2.5413 | 2.9391 | 0 | 3.1694 | 0 | 0 | 0 | 0 | 0 | 0 | 3.9891 | 0 | 3.1308 | 0 | 2.9979 | 3.3198 | 0 | 0
Powerfuel | PL | 5.1965 | 3.2626 | 3.9882 | 4.1274 | 3.9319 | 2.689 | 3.2699 | 3.4908 | 3.6371 | 0 | 4.5397 | 4.6021 | 3.6241 | 3.092 | 0 | 4.1928 | 2.8848 | 3.8806 | 3.2747 | 3.9891 | 3.8378 | 4.5112 | 0 | 0 | 3.608 | 4.2241 | 3.4927 | 2.6611 | 4.6303 | 0
Powerfuel | PT | 3.112 | 0 | 0 | 0 | 0 | 0 | 0 | 0 | 0 | 2.7745 | 0 | 0 | 0 | 0 | 0 | 0 | 0 | 0 | 0 | 0 | 0 | 0 | 0 | 0 | 0 | 0 | 0 | 0 | 4.835 | 0
Powerfuel | RO | 5.451 | 3.6816 | 0 | 2.553 | 4.3572 | 3.667 | 4.2641 | 4.6683 | 0 | 0 | 0 | 3.5414 | 3.358 | 2.8542 | 0 | 4.0572 | 4.0217 | 0 | 4.265 | 3.1308 | 0 | 0 | 3.608 | 0 | 0 | 0 | 3.5689 | 3.0282 | 0 | 3.7644
Powerfuel | SE | 5.7964 | 4.865 | 4.6705 | 0 | 5.0432 | 4.5696 | 4.4403 | 2.7161 | 3.327 | 0 | 2.9856 | 0 | 5.1687 | 4.9189 | 0 | 5.444 | 3.805 | 4.7325 | 3.5951 | 0 | 4.4264 | 2.1743 | 4.2241 | 0 | 0 | 0 | 5.0441 | 4.7193 | 4.6085 | 0
Powerfuel | SI | 4.5922 | 1.9295 | 3.7728 | 3.78 | 2.9999 | 2.7279 | 3.2901 | 4.1485 | 0 | 4.7881 | 0 | 3.979 | 1.9326 | 2.632 | 0 | 2.7963 | 4.239 | 3.5324 | 0 | 2.9979 | 3.8622 | 0 | 3.4927 | 0 | 3.5689 | 5.0441 | 0 | 2.8597 | 0 | 0
Powerfuel | SK | 5.0668 | 2.7612 | 4.0676 | 3.5877 | 3.7139 | 2.494 | 3.4137 | 3.9766 | 4.1973 | 0 | 0 | 4.0977 | 2.9 | 1.9314 | 0 | 3.722 | 3.5861 | 3.8994 | 3.8933 | 3.3198 | 4.0239 | 0 | 2.6611 | 0 | 3.0282 | 4.7193 | 2.8597 | 0 | 0 | 0
Powerfuel | TR | 0 | 0 | 0 | 2.7912 | 0 | 0 | 0 | 0 | 0 | 0 | 0 | 3.7115 | 0 | 0 | 0 | 0 | 0 | 0 | 0 | 0 | 0 | 0 | 0 | 0 | 3.7644 | 0 | 0 | 0 | 0 | 0
Powerfuel | UK | 3.1983 | 4.4988 | 3.2941 | 0 | 4.1348 | 4.4232 | 3.8646 | 3.6805 | 0 | 4.688 | 0 | 0 | 0 | 0 | 2.6144 | 4.8361 | 0 | 3.5658 | 0 | 0 | 3.2069 | 4.6174 | 4.6303 | 4.835 | 0 | 4.6085 | 0 | 0 | 0 | 0
ETS | AT | 0.01 | 0 | 0.01 | 0.01 | 0.01 | 0.01 | 0.01 | 0.01 | 0 | 0.01 | 0 | 0.01 | 0.01 | 0.01 | 0 | 0.01 | 0.01 | 0.01 | 0.01 | 0.01 | 0.01 | 0 | 0.01 | 0 | 0.01 | 0.01 | 0.01 | 0.01 | 0.01 | 0
ETS | BE | 0.01 | 0.01 | 0 | 0 | 0.01 | 0.01 | 0.01 | 0.01 | 0 | 0.01 | 0 | 0 | 0.01 | 0.01 | 0.01 | 0.01 | 0 | 0.01 | 0 | 0 | 0.01 | 0.01 | 0.01 | 0 | 0 | 0.01 | 0.01 | 0.01 | 0.01 | 0
ETS | BG | 0 | 0.01 | 0 | 0 | 0.01 | 0.01 | 0.01 | 0 | 0 | 0 | 0 | 0.01 | 0.01 | 0.01 | 0 | 0.01 | 0 | 0 | 0 | 0.01 | 0 | 0 | 0.01 | 0 | 0.01 | 0 | 0.01 | 0.01 | 0 | 0.01
ETS | CH | 0.01 | 0.01 | 0.01 | 0.01 | 0 | 0.01 | 0.01 | 0.01 | 0 | 0.01 | 0 | 0 | 0.01 | 0.01 | 0 | 0.01 | 0 | 0.01 | 0 | 0.01 | 0.01 | 0 | 0.01 | 0 | 0.01 | 0.01 | 0.01 | 0.01 | 0.01 | 0
ETS | CZ | 0.01 | 0.01 | 0.01 | 0.01 | 0.01 | 0 | 0.01 | 0.01 | 0.01 | 0 | 0 | 0.01 | 0.01 | 0.01 | 0 | 0.01 | 0.01 | 0.01 | 0.01 | 0.01 | 0.01 | 0.01 | 0.01 | 0 | 0.01 | 0.01 | 0.01 | 0.01 | 0.01 | 0
ETS | DE | 0.01 | 0.01 | 0.01 | 0.01 | 0.01 | 0.01 | 0 | 0.01 | 0.01 | 0.01 | 0.01 | 0.01 | 0.01 | 0.01 | 0.01 | 0.01 | 0.01 | 0.01 | 0.01 | 0.01 | 0.01 | 0.01 | 0.01 | 0 | 0.01 | 0.01 | 0.01 | 0.01 | 0.01 | 0
ETS | DK | 0.01 | 0.01 | 0.01 | 0 | 0.01 | 0.01 | 0.01 | 0 | 0.01 | 0 | 0.01 | 0 | 0.01 | 0.01 | 0.01 | 0.01 | 0.01 | 0.01 | 0.01 | 0 | 0.01 | 0.01 | 0.01 | 0 | 0.01 | 0.01 | 0.01 | 0.01 | 0.01 | 0
ETS | EE | 0 | 0 | 0 | 0 | 0 | 0.01 | 0.01 | 0.01 | 0 | 0 | 0.01 | 0 | 0 | 0 | 0 | 0 | 0.01 | 0 | 0.01 | 0 | 0 | 0.01 | 0.01 | 0 | 0 | 0.01 | 0 | 0.01 | 0 | 0
ETS | ES | 0.01 | 0.01 | 0.01 | 0 | 0.01 | 0 | 0.01 | 0 | 0 | 0 | 0 | 0 | 0.01 | 0 | 0.01 | 0.01 | 0 | 0.01 | 0 | 0 | 0.01 | 0 | 0 | 0.01 | 0 | 0 | 0.01 | 0 | 0.01 | 0
ETS | FI | 0 | 0 | 0 | 0 | 0 | 0 | 0.01 | 0.01 | 0.01 | 0 | 0 | 0 | 0 | 0 | 0 | 0 | 0.01 | 0 | 0.01 | 0 | 0 | 0.01 | 0.01 | 0 | 0 | 0.01 | 0 | 0 | 0 | 0
ETS | FR | 0 | 0.01 | 0.01 | 0 | 0.01 | 0.01 | 0.01 | 0.01 | 0 | 0.01 | 0 | 0.01 | 0.01 | 0.01 | 0.01 | 0.01 | 0 | 0.01 | 0 | 0.01 | 0.01 | 0.01 | 0.01 | 0.01 | 0.01 | 0.01 | 0.01 | 0.01 | 0.01 | 0
ETS | GR | 0.01 | 0.01 | 0 | 0.01 | 0 | 0.01 | 0.01 | 0 | 0 | 0 | 0 | 0 | 0.01 | 0.01 | 0 | 0.01 | 0 | 0 | 0 | 0.01 | 0 | 0 | 0.01 | 0 | 0.01 | 0 | 0.01 | 0.01 | 0 | 0.01
ETS | HR | 0.01 | 0.01 | 0.01 | 0.01 | 0.01 | 0.01 | 0.01 | 0.01 | 0 | 0.01 | 0 | 0.01 | 0 | 0.01 | 0 | 0.01 | 0.01 | 0.01 | 0 | 0.01 | 0.01 | 0 | 0.01 | 0 | 0.01 | 0.01 | 0.01 | 0.01 | 0 | 0
ETS | HU | 0.01 | 0.01 | 0.01 | 0.01 | 0.01 | 0.01 | 0.01 | 0.01 | 0 | 0 | 0 | 0.01 | 0.01 | 0 | 0 | 0.01 | 0.01 | 0.01 | 0.01 | 0.01 | 0.01 | 0 | 0.01 | 0 | 0.01 | 0.01 | 0.01 | 0.01 | 0 | 0
ETS | IE | 0.01 | 0 | 0.01 | 0 | 0 | 0 | 0.01 | 0.01 | 0 | 0.01 | 0 | 0 | 0 | 0 | 0 | 0 | 0 | 0.01 | 0 | 0 | 0.01 | 0.01 | 0 | 0 | 0 | 0 | 0 | 0 | 0.01 | 0
ETS | IT | 0.01 | 0.01 | 0.01 | 0.01 | 0.01 | 0.01 | 0.01 | 0.01 | 0 | 0.01 | 0 | 0.01 | 0.01 | 0.01 | 0 | 0 | 0 | 0.01 | 0 | 0.01 | 0.01 | 0 | 0.01 | 0 | 0.01 | 0.01 | 0.01 | 0.01 | 0.01 | 0
ETS | LT | 0 | 0.01 | 0 | 0 | 0 | 0.01 | 0.01 | 0.01 | 0.01 | 0 | 0.01 | 0 | 0.01 | 0.01 | 0 | 0 | 0 | 0 | 0.01 | 0 | 0.01 | 0.01 | 0.01 | 0 | 0.01 | 0.01 | 0.01 | 0.01 | 0 | 0
ETS | LU | 0.01 | 0.01 | 0.01 | 0 | 0.01 | 0.01 | 0.01 | 0.01 | 0 | 0.01 | 0 | 0 | 0.01 | 0.01 | 0.01 | 0.01 | 0 | 0 | 0 | 0 | 0.01 | 0.01 | 0.01 | 0 | 0 | 0.01 | 0.01 | 0.01 | 0.01 | 0
ETS | LV | 0 | 0.01 | 0 | 0 | 0 | 0.01 | 0.01 | 0.01 | 0.01 | 0 | 0.01 | 0 | 0 | 0.01 | 0 | 0 | 0.01 | 0 | 0 | 0 | 0.01 | 0.01 | 0.01 | 0 | 0.01 | 0.01 | 0 | 0.01 | 0 | 0
ETS | NL | 0.01 | 0.01 | 0.01 | 0 | 0.01 | 0.01 | 0.01 | 0.01 | 0 | 0.01 | 0 | 0 | 0.01 | 0.01 | 0.01 | 0.01 | 0.01 | 0.01 | 0.01 | 0 | 0 | 0.01 | 0.01 | 0 | 0 | 0.01 | 0.01 | 0.01 | 0.01 | 0
ETS | NO | 0.01 | 0 | 0.01 | 0 | 0 | 0.01 | 0.01 | 0.01 | 0.01 | 0 | 0.01 | 0 | 0 | 0 | 0.01 | 0 | 0.01 | 0.01 | 0.01 | 0 | 0.01 | 0 | 0.01 | 0 | 0 | 0.01 | 0 | 0 | 0.01 | 0
ETS | NONEU_Balkan | 0.01 | 0.01 | 0 | 0.01 | 0.01 | 0.01 | 0.01 | 0 | 0 | 0 | 0 | 0.01 | 0.01 | 0.01 | 0 | 0.01 | 0 | 0 | 0 | 0 | 0 | 0 | 0.01 | 0 | 0.01 | 0 | 0.01 | 0.01 | 0 | 0
ETS | PL | 0.01 | 0.01 | 0.01 | 0.01 | 0.01 | 0.01 | 0.01 | 0.01 | 0.01 | 0 | 0.01 | 0.01 | 0.01 | 0.01 | 0 | 0.01 | 0.01 | 0.01 | 0.01 | 0.01 | 0.01 | 0.01 | 0 | 0 | 0.01 | 0.01 | 0.01 | 0.01 | 0.01 | 0
ETS | PT | 0.01 | 0 | 0 | 0 | 0 | 0 | 0 | 0 | 0 | 0.01 | 0 | 0 | 0 | 0 | 0 | 0 | 0 | 0 | 0 | 0 | 0 | 0 | 0 | 0 | 0 | 0 | 0 | 0 | 0.01 | 0
ETS | RO | 0.01 | 0.01 | 0 | 0.01 | 0.01 | 0.01 | 0.01 | 0.01 | 0 | 0 | 0 | 0.01 | 0.01 | 0.01 | 0 | 0.01 | 0.01 | 0 | 0.01 | 0.01 | 0 | 0 | 0.01 | 0 | 0 | 0 | 0.01 | 0.01 | 0 | 0.01
ETS | SE | 0.01 | 0.01 | 0.01 | 0 | 0.01 | 0.01 | 0.01 | 0.01 | 0.01 | 0 | 0.01 | 0 | 0.01 | 0.01 | 0 | 0.01 | 0.01 | 0.01 | 0.01 | 0 | 0.01 | 0.01 | 0.01 | 0 | 0 | 0 | 0.01 | 0.01 | 0.01 | 0
ETS | SI | 0.01 | 0.01 | 0.01 | 0.01 | 0.01 | 0.01 | 0.01 | 0.01 | 0 | 0.01 | 0 | 0.01 | 0.01 | 0.01 | 0 | 0.01 | 0.01 | 0.01 | 0 | 0.01 | 0.01 | 0 | 0.01 | 0 | 0.01 | 0.01 | 0 | 0.01 | 0 | 0
ETS | SK | 0.01 | 0.01 | 0.01 | 0.01 | 0.01 | 0.01 | 0.01 | 0.01 | 0.01 | 0 | 0 | 0.01 | 0.01 | 0.01 | 0 | 0.01 | 0.01 | 0.01 | 0.01 | 0.01 | 0.01 | 0 | 0.01 | 0 | 0.01 | 0.01 | 0.01 | 0 | 0 | 0
ETS | TR | 0 | 0 | 0 | 0.01 | 0 | 0 | 0 | 0 | 0 | 0 | 0 | 0.01 | 0 | 0 | 0 | 0 | 0 | 0 | 0 | 0 | 0 | 0 | 0 | 0 | 0.01 | 0 | 0 | 0 | 0 | 0
ETS | UK | 0.01 | 0.01 | 0.01 | 0 | 0.01 | 0.01 | 0.01 | 0.01 | 0 | 0.01 | 0 | 0 | 0 | 0 | 0.01 | 0.01 | 0 | 0.01 | 0 | 0 | 0.01 | 0.01 | 0.01 | 0.01 | 0 | 0.01 | 0 | 0 | 0 | 0
Biofuel | AT | 4.58 | 0 | 3.537 | 3.9648 | 2.8643 | 2.2649 | 2.9159 | 3.8864 | 0 | 4.7971 | 0 | 4.212 | 2.5204 | 2.7177 | 0 | 3.1054 | 4.0756 | 3.2832 | 4.3189 | 3.3383 | 3.5991 | 0 | 3.2626 | 0 | 3.6816 | 4.865 | 1.9295 | 2.7612 | 4.4988 | 0
Biofuel | BE | 4.0818 | 3.537 | 0 | 0 | 2.975 | 3.5326 | 2.7338 | 3.3879 | 0 | 4.4019 | 0 | 0 | 4.0458 | 4.1514 | 3.8065 | 3.9924 | 0 | 1.7811 | 0 | 0 | 2.0214 | 4.7919 | 3.9882 | 0 | 0 | 4.6705 | 3.7728 | 4.0676 | 3.2941 | 0
Biofuel | BG | 0 | 3.9648 | 0 | 0 | 4.5201 | 4.0639 | 4.5744 | 0 | 0 | 0 | 0 | 2.8582 | 3.5052 | 3.3461 | 0 | 4.0464 | 0 | 0 | 0 | 2.9464 | 0 | 0 | 4.1274 | 0 | 2.553 | 0 | 3.78 | 3.5877 | 0 | 2.7912
Biofuel | CH | 3.9521 | 2.8643 | 2.975 | 4.5201 | 0 | 3.2406 | 2.9827 | 3.9719 | 0 | 4.2347 | 0 | 0 | 3.3295 | 3.6818 | 0 | 3.0653 | 0 | 2.6235 | 0 | 3.8947 | 3.2775 | 0 | 3.9319 | 0 | 4.3572 | 5.0432 | 2.9999 | 3.7139 | 4.1348 | 0
Biofuel | CZ | 4.785 | 2.2649 | 3.5326 | 4.0639 | 3.2406 | 0 | 2.6679 | 3.5509 | 4.2206 | 0 | 0 | 4.4135 | 3.0391 | 2.759 | 0 | 3.6138 | 3.6819 | 3.3341 | 3.9547 | 3.6441 | 3.4779 | 4.7988 | 2.689 | 0 | 3.667 | 4.5696 | 2.7279 | 2.494 | 4.4232 | 0
Biofuel | DE | 4.514 | 2.9159 | 2.7338 | 4.5744 | 2.9827 | 2.6679 | 0 | 3.0664 | 4.3419 | 4.7787 | 4.9245 | 4.823 | 3.6082 | 3.5736 | 4.3488 | 3.823 | 3.9536 | 2.5417 | 4.1492 | 4.147 | 2.5919 | 4.6315 | 3.2699 | 0 | 4.2641 | 4.4403 | 3.2901 | 3.4137 | 3.8646 | 0
Biofuel | DK | 4.9681 | 3.8864 | 3.3879 | 0 | 3.9719 | 3.5509 | 3.0664 | 0 | 3.8951 | 0 | 4.3651 | 0 | 4.3599 | 4.1889 | 4.2481 | 4.5927 | 3.7201 | 3.4762 | 3.8023 | 0 | 2.981 | 3.4033 | 3.4908 | 0 | 4.6683 | 2.7161 | 4.1485 | 3.9766 | 3.6805 | 0
Biofuel | EE | 0 | 0 | 0 | 0 | 0 | 4.2206 | 4.3419 | 3.8951 | 0 | 0 | 3.2989 | 0 | 0 | 0 | 0 | 0 | 2.6731 | 0 | 2.0773 | 0 | 0 | 3.7406 | 3.6371 | 0 | 0 | 3.327 | 0 | 4.1973 | 0 | 0
Biofuel | ES | 2.1716 | 4.7971 | 4.4019 | 0 | 4.2347 | 0 | 4.7787 | 0 | 0 | 0 | 0 | 0 | 4.8935 | 0 | 4.6014 | 4.4227 | 0 | 4.3776 | 0 | 0 | 4.6433 | 0 | 0 | 2.7745 | 0 | 0 | 4.7881 | 0 | 4.688 | 0
Biofuel | FI | 0 | 0 | 0 | 0 | 0 | 0 | 4.9245 | 4.3651 | 3.2989 | 0 | 0 | 0 | 0 | 0 | 0 | 0 | 3.9708 | 0 | 3.6841 | 0 | 0 | 3.9294 | 4.5397 | 0 | 0 | 2.9856 | 0 | 0 | 0 | 0
Biofuel | FR | 0 | 4.58 | 2.4188 | 0 | 2.5738 | 4.785 | 2.9717 | 4.9681 | 0 | 3.9294 | 0 | 5.4004 | 4.7225 | 5.0223 | 4.3466 | 3.9294 | 0 | 4.0639 | 0 | 4.9899 | 4.3482 | 5.8659 | 5.1965 | 3.112 | 5.451 | 5.7964 | 4.5922 | 5.0668 | 3.1983 | 0
Biofuel | GR | 5.4004 | 4.212 | 0 | 2.8582 | 0 | 4.4135 | 4.823 | 0 | 0 | 0 | 0 | 0 | 3.6977 | 3.8452 | 0 | 3.9407 | 0 | 0 | 0 | 3.0218 | 0 | 0 | 4.6021 | 0 | 3.5414 | 0 | 3.979 | 4.0977 | 0 | 3.7115
Biofuel | HR | 4.7225 | 2.5204 | 4.0458 | 3.5052 | 3.3295 | 3.0391 | 3.6082 | 4.3599 | 0 | 4.8935 | 0 | 3.6977 | 0 | 2.5181 | 0 | 2.7912 | 4.3167 | 3.8295 | 0 | 2.5413 | 4.1269 | 0 | 3.6241 | 0 | 3.358 | 5.1687 | 1.9326 | 2.9 | 0 | 0
Biofuel | HU | 5.0223 | 2.7177 | 4.1514 | 3.3461 | 3.6818 | 2.759 | 3.5736 | 4.1889 | 0 | 0 | 0 | 3.8452 | 2.5181 | 0 | 0 | 3.5091 | 3.8673 | 3.9689 | 4.1452 | 2.9391 | 4.149 | 0 | 3.092 | 0 | 2.8542 | 4.9189 | 2.632 | 1.9314 | 0 | 0
Biofuel | IE | 4.3466 | 0 | 3.8065 | 0 | 0 | 0 | 4.3488 | 4.2481 | 0 | 4.6014 | 0 | 0 | 0 | 0 | 0 | 0 | 0 | 4.0185 | 0 | 0 | 3.8199 | 4.9576 | 0 | 0 | 0 | 0 | 0 | 0 | 2.6144 | 0
Biofuel | IT | 4.2624 | 3.1054 | 3.9924 | 4.0464 | 3.0653 | 3.6138 | 3.823 | 4.5927 | 0 | 4.4227 | 0 | 3.9407 | 2.7912 | 3.5091 | 0 | 0 | 0 | 3.7713 | 0 | 3.1694 | 4.1732 | 0 | 4.1928 | 0 | 4.0572 | 5.444 | 2.7963 | 3.722 | 4.8361 | 0
Biofuel | LT | 0 | 4.0756 | 0 | 0 | 0 | 3.6819 | 3.9536 | 3.7201 | 2.6731 | 0 | 3.9708 | 0 | 4.3167 | 3.8673 | 0 | 0 | 0 | 0 | 1.9714 | 0 | 4.2988 | 4.1615 | 2.8848 | 0 | 4.0217 | 3.805 | 4.239 | 3.5861 | 0 | 0
Biofuel | LU | 4.0639 | 3.2832 | 1.7811 | 0 | 2.6235 | 3.3341 | 2.5417 | 3.4762 | 0 | 4.3776 | 0 | 0 | 3.8295 | 3.9689 | 4.0185 | 3.7713 | 0 | 0 | 0 | 0 | 2.3509 | 4.8703 | 3.8806 | 0 | 0 | 4.7325 | 3.5324 | 3.8994 | 3.5658 | 0
Biofuel | LV | 0 | 4.3189 | 0 | 0 | 0 | 3.9547 | 4.1492 | 3.8023 | 2.0773 | 0 | 3.6841 | 0 | 0 | 4.1452 | 0 | 0 | 1.9714 | 0 | 0 | 0 | 4.4283 | 3.9793 | 3.2747 | 0 | 4.265 | 3.5951 | 0 | 3.8933 | 0 | 0
Biofuel | NL | 4.3482 | 3.5991 | 2.0214 | 0 | 3.2775 | 3.4779 | 2.5919 | 2.981 | 0 | 4.6433 | 0 | 0 | 4.1269 | 4.149 | 3.8199 | 4.1732 | 4.2988 | 2.3509 | 4.4283 | 0 | 0 | 4.5569 | 3.8378 | 0 | 0 | 4.4264 | 3.8622 | 4.0239 | 3.2069 | 0
Biofuel | NO | 5.8659 | 0 | 4.7919 | 0 | 0 | 4.7988 | 4.6315 | 3.4033 | 3.7406 | 0 | 3.9294 | 0 | 0 | 0 | 4.9576 | 0 | 4.1615 | 4.8703 | 3.9793 | 0 | 4.5569 | 0 | 4.5112 | 0 | 0 | 2.1743 | 0 | 0 | 4.6174 | 0
Biofuel | NONEU_Balkan | 4.9899 | 3.3383 | 0 | 2.9464 | 3.8947 | 3.6441 | 4.147 | 0 | 0 | 0 | 0 | 3.0218 | 2.5413 | 2.9391 | 0 | 3.1694 | 0 | 0 | 0 | 0 | 0 | 0 | 3.9891 | 0 | 3.1308 | 0 | 2.9979 | 3.3198 | 0 | 0
Biofuel | PL | 5.1965 | 3.2626 | 3.9882 | 4.1274 | 3.9319 | 2.689 | 3.2699 | 3.4908 | 3.6371 | 0 | 4.5397 | 4.6021 | 3.6241 | 3.092 | 0 | 4.1928 | 2.8848 | 3.8806 | 3.2747 | 3.9891 | 3.8378 | 4.5112 | 0 | 0 | 3.608 | 4.2241 | 3.4927 | 2.6611 | 4.6303 | 0
Biofuel | PT | 3.112 | 0 | 0 | 0 | 0 | 0 | 0 | 0 | 0 | 2.7745 | 0 | 0 | 0 | 0 | 0 | 0 | 0 | 0 | 0 | 0 | 0 | 0 | 0 | 0 | 0 | 0 | 0 | 0 | 4.835 | 0
Biofuel | RO | 5.451 | 3.6816 | 0 | 2.553 | 4.3572 | 3.667 | 4.2641 | 4.6683 | 0 | 0 | 0 | 3.5414 | 3.358 | 2.8542 | 0 | 4.0572 | 4.0217 | 0 | 4.265 | 3.1308 | 0 | 0 | 3.608 | 0 | 0 | 0 | 3.5689 | 3.0282 | 0 | 3.7644
Biofuel | SE | 5.7964 | 4.865 | 4.6705 | 0 | 5.0432 | 4.5696 | 4.4403 | 2.7161 | 3.327 | 0 | 2.9856 | 0 | 5.1687 | 4.9189 | 0 | 5.444 | 3.805 | 4.7325 | 3.5951 | 0 | 4.4264 | 2.1743 | 4.2241 | 0 | 0 | 0 | 5.0441 | 4.7193 | 4.6085 | 0
Biofuel | SI | 4.5922 | 1.9295 | 3.7728 | 3.78 | 2.9999 | 2.7279 | 3.2901 | 4.1485 | 0 | 4.7881 | 0 | 3.979 | 1.9326 | 2.632 | 0 | 2.7963 | 4.239 | 3.5324 | 0 | 2.9979 | 3.8622 | 0 | 3.4927 | 0 | 3.5689 | 5.0441 | 0 | 2.8597 | 0 | 0
Biofuel | SK | 5.0668 | 2.7612 | 4.0676 | 3.5877 | 3.7139 | 2.494 | 3.4137 | 3.9766 | 4.1973 | 0 | 0 | 4.0977 | 2.9 | 1.9314 | 0 | 3.722 | 3.5861 | 3.8994 | 3.8933 | 3.3198 | 4.0239 | 0 | 2.6611 | 0 | 3.0282 | 4.7193 | 2.8597 | 0 | 0 | 0
Biofuel | TR | 0 | 0 | 0 | 2.7912 | 0 | 0 | 0 | 0 | 0 | 0 | 0 | 3.7115 | 0 | 0 | 0 | 0 | 0 | 0 | 0 | 0 | 0 | 0 | 0 | 0 | 3.7644 | 0 | 0 | 0 | 0 | 0
Biofuel | UK | 3.1983 | 4.4988 | 3.2941 | 0 | 4.1348 | 4.4232 | 3.8646 | 3.6805 | 0 | 4.688 | 0 | 0 | 0 | 0 | 2.6144 | 4.8361 | 0 | 3.5658 | 0 | 0 | 3.2069 | 4.6174 | 4.6303 | 4.835 | 0 | 4.6085 | 0 | 0 | 0 | 0
Gas_Natural | AT | 0.047023 | 0 | 0.024765 | 0.032875 | 0.014673 | 0.0081939 | 0.015338 | 0.031286 | 0 | 0.052749 | 0 | 0.038198 | 0.010683 | 0.01288 | 0 | 0.017931 | 0.035202 | 0.020588 | 0.04065 | 0.021455 | 0.025858 | 0 | 0.020268 | 0 | 0.027353 | 0.054621 | 0.0055058 | 0.013397 | 0.044982 | 0
Gas_Natural | BE | 0.035337 | 0.024765 | 0 | 0 | 0.016121 | 0.024689 | 0.01307 | 0.022255 | 0 | 0.042614 | 0 | 0 | 0.034566 | 0.036848 | 0.029713 | 0.033446 | 0 | 0.0045143 | 0 | 0 | 0.0061797 | 0.052606 | 0.033359 | 0 | 0 | 0.049363 | 0.029066 | 0.035032 | 0.020758 | 0
Gas_Natural | BG | 0 | 0.032875 | 0 | 0 | 0.04551 | 0.034951 | 0.046879 | 0 | 0 | 0 | 0 | 0.014596 | 0.024216 | 0.02158 | 0 | 0.034581 | 0 | 0 | 0 | 0.015739 | 0 | 0 | 0.036322 | 0 | 0.011029 | 0 | 0.029204 | 0.025655 | 0 | 0.013761
Gas_Natural | CH | 0.032614 | 0.014673 | 0.016121 | 0.04551 | 0 | 0.019931 | 0.016225 | 0.033022 | 0 | 0.038712 | 0 | 0 | 0.021315 | 0.027358 | 0 | 0.017363 | 0 | 0.011801 | 0 | 0.031452 | 0.020499 | 0 | 0.032202 | 0 | 0.04155 | 0.059721 | 0.016457 | 0.027953 | 0.036486 | 0
Gas_Natural | CZ | 0.05242 | 0.0081939 | 0.024689 | 0.034951 | 0.019931 | 0 | 0.012303 | 0.025007 | 0.038392 | 0 | 0 | 0.042895 | 0.016997 | 0.013371 | 0 | 0.026122 | 0.027359 | 0.021389 | 0.032668 | 0.026667 | 0.023751 | 0.052795 | 0.012545 | 0 | 0.027085 | 0.046757 | 0.013 | 0.010407 | 0.043129 | 0
Gas_Natural | DE | 0.04536 | 0.015338 | 0.01307 | 0.046879 | 0.016225 | 0.012303 | 0 | 0.017378 | 0.041189 | 0.052247 | 0.056293 | 0.053459 | 0.02602 | 0.025405 | 0.041351 | 0.030036 | 0.032646 | 0.010908 | 0.036802 | 0.036753 | 0.011451 | 0.048346 | 0.020381 | 0 | 0.039382 | 0.043544 | 0.020695 | 0.022677 | 0.030852 | 0
Gas_Natural | DK | 0.057538 | 0.031286 | 0.022255 | 0 | 0.033022 | 0.025007 | 0.017378 | 0 | 0.031459 | 0 | 0.041737 | 0 | 0.041613 | 0.037681 | 0.039015 | 0.047347 | 0.02807 | 0.023723 | 0.029633 | 0 | 0.016201 | 0.022507 | 0.02397 | 0 | 0.049303 | 0.012861 | 0.036786 | 0.033118 | 0.027333 | 0
Gas_Natural | EE | 0 | 0 | 0 | 0 | 0 | 0.038392 | 0.041189 | 0.031459 | 0 | 0 | 0.020832 | 0 | 0 | 0 | 0 | 0 | 0.012362 | 0 | 0.0066123 | 0 | 0 | 0.028455 | 0.02654 | 0 | 0 | 0.021276 | 0 | 0.037869 | 0 | 0
Gas_Natural | ES | 0.007382 | 0.052749 | 0.042614 | 0 | 0.038712 | 0 | 0.052247 | 0 | 0 | 0 | 0 | 0 | 0.055418 | 0 | 0.047568 | 0.043117 | 0 | 0.042035 | 0 | 0 | 0.048653 | 0 | 0 | 0.013558 | 0 | 0 | 0.052504 | 0 | 0.049821 | 0
Gas_Natural | FI | 0 | 0 | 0 | 0 | 0 | 0 | 0.056293 | 0.041737 | 0.020832 | 0 | 0 | 0 | 0 | 0 | 0 | 0 | 0.032999 | 0 | 0.027399 | 0 | 0 | 0.032153 | 0.046003 | 0 | 0 | 0.016264 | 0 | 0 | 0 | 0
Gas_Natural | FR | 0 | 0.047023 | 0.0096458 | 0 | 0.011253 | 0.05242 | 0.016076 | 0.057538 | 0 | 0.032153 | 0 | 0.070771 | 0.050737 | 0.059109 | 0.0413 | 0.032153 | 0 | 0.034952 | 0 | 0.058167 | 0.041337 | 0.086888 | 0.064325 | 0.018025 | 0.072428 | 0.084354 | 0.047333 | 0.060417 | 0.019292 | 0
Gas_Natural | GR | 0.070771 | 0.038198 | 0 | 0.014596 | 0 | 0.042895 | 0.053459 | 0 | 0 | 0 | 0 | 0 | 0.027651 | 0.030469 | 0 | 0.032381 | 0 | 0 | 0 | 0.016757 | 0 | 0 | 0.047589 | 0 | 0.024841 | 0 | 0.033169 | 0.035677 | 0 | 0.027909
Gas_Natural | HR | 0.050737 | 0.010683 | 0.034566 | 0.024216 | 0.021315 | 0.016997 | 0.02602 | 0.041613 | 0 | 0.055418 | 0 | 0.027651 | 0 | 0.010658 | 0 | 0.013761 | 0.040598 | 0.030163 | 0 | 0.010904 | 0.036313 | 0 | 0.026306 | 0 | 0.02177 | 0.063475 | 0.005528 | 0.015131 | 0 | 0
Gas_Natural | HU | 0.059109 | 0.01288 | 0.036848 | 0.02158 | 0.027358 | 0.013371 | 0.025405 | 0.037681 | 0 | 0 | 0 | 0.030469 | 0.010658 | 0 | 0 | 0.024284 | 0.030906 | 0.03296 | 0.036713 | 0.015643 | 0.036796 | 0 | 0.017739 | 0 | 0.014544 | 0.056134 | 0.011896 | 0.005519 | 0 | 0
Gas_Natural | IE | 0.0413 | 0 | 0.029713 | 0 | 0 | 0 | 0.041351 | 0.039015 | 0 | 0.047568 | 0 | 0 | 0 | 0 | 0 | 0 | 0 | 0.033991 | 0 | 0 | 0.029975 | 0.057237 | 0 | 0 | 0 | 0 | 0 | 0 | 0.011699 | 0
Gas_Natural | IT | 0.039343 | 0.017931 | 0.033446 | 0.034581 | 0.017363 | 0.026122 | 0.030036 | 0.047347 | 0 | 0.043117 | 0 | 0.032381 | 0.013761 | 0.024284 | 0 | 0 | 0 | 0.029036 | 0 | 0.018863 | 0.037331 | 0 | 0.037769 | 0 | 0.034809 | 0.072199 | 0.013824 | 0.028105 | 0.053818 | 0
Gas_Natural | LT | 0 | 0.035202 | 0 | 0 | 0 | 0.027359 | 0.032646 | 0.02807 | 0.012362 | 0 | 0.032999 | 0 | 0.040598 | 0.030906 | 0 | 0 | 0 | 0 | 0.005807 | 0 | 0.040181 | 0.037073 | 0.014936 | 0 | 0.034059 | 0.029684 | 0.03881 | 0.025627 | 0 | 0
Gas_Natural | LU | 0.034952 | 0.020588 | 0.0045143 | 0 | 0.011801 | 0.021389 | 0.010908 | 0.023723 | 0 | 0.042035 | 0 | 0 | 0.030163 | 0.03296 | 0.033991 | 0.029036 | 0 | 0 | 0 | 0 | 0.0089879 | 0.054767 | 0.031171 | 0 | 0 | 0.051003 | 0.024685 | 0.031547 | 0.025268 | 0
Gas_Natural | LV | 0 | 0.04065 | 0 | 0 | 0 | 0.032668 | 0.036802 | 0.029633 | 0.0066123 | 0 | 0.027399 | 0 | 0 | 0.036713 | 0 | 0 | 0.005807 | 0 | 0 | 0 | 0.043253 | 0.033174 | 0.020456 | 0 | 0.039403 | 0.025787 | 0 | 0.031424 | 0 | 0
Gas_Natural | NL | 0.041337 | 0.025858 | 0.0061797 | 0 | 0.020499 | 0.023751 | 0.011451 | 0.016201 | 0 | 0.048653 | 0 | 0 | 0.036313 | 0.036796 | 0.029975 | 0.037331 | 0.040181 | 0.0089879 | 0.043253 | 0 | 0 | 0.046437 | 0.030325 | 0 | 0 | 0.043205 | 0.030805 | 0.034106 | 0.019421 | 0
Gas_Natural | NO | 0.086888 | 0 | 0.052606 | 0 | 0 | 0.052795 | 0.048346 | 0.022507 | 0.028455 | 0 | 0.032153 | 0 | 0 | 0 | 0.057237 | 0 | 0.037073 | 0.054767 | 0.033174 | 0 | 0.046437 | 0 | 0.045288 | 0 | 0 | 0.0074054 | 0 | 0 | 0.047982 | 0
Gas_Natural | NONEU_Balkan | 0.058167 | 0.021455 | 0 | 0.015739 | 0.031452 | 0.026667 | 0.036753 | 0 | 0 | 0 | 0 | 0.016757 | 0.010904 | 0.015643 | 0 | 0.018863 | 0 | 0 | 0 | 0 | 0 | 0 | 0.033379 | 0 | 0.018297 | 0 | 0.016431 | 0.021162 | 0 | 0
Gas_Natural | PL | 0.064325 | 0.020268 | 0.033359 | 0.036322 | 0.032202 | 0.012545 | 0.020381 | 0.02397 | 0.02654 | 0 | 0.046003 | 0.047589 | 0.026306 | 0.017739 | 0 | 0.037769 | 0.014936 | 0.031171 | 0.020456 | 0.033379 | 0.030325 | 0.045288 | 0 | 0 | 0.026017 | 0.038472 | 0.024003 | 0.012225 | 0.048314 | 0
Gas_Natural | PT | 0.018025 | 0 | 0 | 0 | 0 | 0 | 0 | 0 | 0 | 0.013558 | 0 | 0 | 0 | 0 | 0 | 0 | 0 | 0 | 0 | 0 | 0 | 0 | 0 | 0 | 0 | 0 | 0 | 0 | 0.053789 | 0
Gas_Natural | RO | 0.072428 | 0.027353 | 0 | 0.011029 | 0.04155 | 0.027085 | 0.039382 | 0.049303 | 0 | 0 | 0 | 0.024841 | 0.02177 | 0.014544 | 0 | 0.034809 | 0.034059 | 0 | 0.039403 | 0.018297 | 0 | 0 | 0.026017 | 0 | 0 | 0 | 0.025322 | 0.016845 | 0 | 0.028905
Gas_Natural | SE | 0.084354 | 0.054621 | 0.049363 | 0 | 0.059721 | 0.046757 | 0.043544 | 0.012861 | 0.021276 | 0 | 0.016264 | 0 | 0.063475 | 0.056134 | 0 | 0.072199 | 0.029684 | 0.051003 | 0.025787 | 0 | 0.043205 | 0.0074054 | 0.038472 | 0 | 0 | 0 | 0.059745 | 0.050652 | 0.047753 | 0
Gas_Natural | SI | 0.047333 | 0.0055058 | 0.029066 | 0.029204 | 0.016457 | 0.013 | 0.020695 | 0.036786 | 0 | 0.052504 | 0 | 0.033169 | 0.005528 | 0.011896 | 0 | 0.013824 | 0.03881 | 0.024685 | 0 | 0.016431 | 0.030805 | 0 | 0.024003 | 0 | 0.025322 | 0.059745 | 0 | 0.014615 | 0 | 0
Gas_Natural | SK | 0.060417 | 0.013397 | 0.035032 | 0.025655 | 0.027953 | 0.010407 | 0.022677 | 0.033118 | 0.037869 | 0 | 0 | 0.035677 | 0.015131 | 0.005519 | 0 | 0.028105 | 0.025627 | 0.031547 | 0.031424 | 0.021162 | 0.034106 | 0 | 0.012225 | 0 | 0.016845 | 0.050652 | 0.014615 | 0 | 0 | 0
Gas_Natural | TR | 0 | 0 | 0 | 0.013761 | 0 | 0 | 0 | 0 | 0 | 0 | 0 | 0.027909 | 0 | 0 | 0 | 0 | 0 | 0 | 0 | 0 | 0 | 0 | 0 | 0 | 0.028905 | 0 | 0 | 0 | 0 | 0
Gas_Natural | UK | 0.019292 | 0.044982 | 0.020758 | 0 | 0.036486 | 0.043129 | 0.030852 | 0.027333 | 0 | 0.049821 | 0 | 0 | 0 | 0 | 0.011699 | 0.053818 | 0 | 0.025268 | 0 | 0 | 0.019421 | 0.047982 | 0.048314 | 0.053789 | 0 | 0.047753 | 0 | 0 | 0 | 0
Gas_Bio | AT | 0.047023 | 0 | 0.024765 | 0.032875 | 0.014673 | 0.0081939 | 0.015338 | 0.031286 | 0 | 0.052749 | 0 | 0.038198 | 0.010683 | 0.01288 | 0 | 0.017931 | 0.035202 | 0.020588 | 0.04065 | 0.021455 | 0.025858 | 0 | 0.020268 | 0 | 0.027353 | 0.054621 | 0.0055058 | 0.013397 | 0.044982 | 0
Gas_Bio | BE | 0.035337 | 0.024765 | 0 | 0 | 0.016121 | 0.024689 | 0.01307 | 0.022255 | 0 | 0.042614 | 0 | 0 | 0.034566 | 0.036848 | 0.029713 | 0.033446 | 0 | 0.0045143 | 0 | 0 | 0.0061797 | 0.052606 | 0.033359 | 0 | 0 | 0.049363 | 0.029066 | 0.035032 | 0.020758 | 0
Gas_Bio | BG | 0 | 0.032875 | 0 | 0 | 0.04551 | 0.034951 | 0.046879 | 0 | 0 | 0 | 0 | 0.014596 | 0.024216 | 0.02158 | 0 | 0.034581 | 0 | 0 | 0 | 0.015739 | 0 | 0 | 0.036322 | 0 | 0.011029 | 0 | 0.029204 | 0.025655 | 0 | 0.013761
Gas_Bio | CH | 0.032614 | 0.014673 | 0.016121 | 0.04551 | 0 | 0.019931 | 0.016225 | 0.033022 | 0 | 0.038712 | 0 | 0 | 0.021315 | 0.027358 | 0 | 0.017363 | 0 | 0.011801 | 0 | 0.031452 | 0.020499 | 0 | 0.032202 | 0 | 0.04155 | 0.059721 | 0.016457 | 0.027953 | 0.036486 | 0
Gas_Bio | CZ | 0.05242 | 0.0081939 | 0.024689 | 0.034951 | 0.019931 | 0 | 0.012303 | 0.025007 | 0.038392 | 0 | 0 | 0.042895 | 0.016997 | 0.013371 | 0 | 0.026122 | 0.027359 | 0.021389 | 0.032668 | 0.026667 | 0.023751 | 0.052795 | 0.012545 | 0 | 0.027085 | 0.046757 | 0.013 | 0.010407 | 0.043129 | 0
Gas_Bio | DE | 0.04536 | 0.015338 | 0.01307 | 0.046879 | 0.016225 | 0.012303 | 0 | 0.017378 | 0.041189 | 0.052247 | 0.056293 | 0.053459 | 0.02602 | 0.025405 | 0.041351 | 0.030036 | 0.032646 | 0.010908 | 0.036802 | 0.036753 | 0.011451 | 0.048346 | 0.020381 | 0 | 0.039382 | 0.043544 | 0.020695 | 0.022677 | 0.030852 | 0
Gas_Bio | DK | 0.057538 | 0.031286 | 0.022255 | 0 | 0.033022 | 0.025007 | 0.017378 | 0 | 0.031459 | 0 | 0.041737 | 0 | 0.041613 | 0.037681 | 0.039015 | 0.047347 | 0.02807 | 0.023723 | 0.029633 | 0 | 0.016201 | 0.022507 | 0.02397 | 0 | 0.049303 | 0.012861 | 0.036786 | 0.033118 | 0.027333 | 0
Gas_Bio | EE | 0 | 0 | 0 | 0 | 0 | 0.038392 | 0.041189 | 0.031459 | 0 | 0 | 0.020832 | 0 | 0 | 0 | 0 | 0 | 0.012362 | 0 | 0.0066123 | 0 | 0 | 0.028455 | 0.02654 | 0 | 0 | 0.021276 | 0 | 0.037869 | 0 | 0
Gas_Bio | ES | 0.007382 | 0.052749 | 0.042614 | 0 | 0.038712 | 0 | 0.052247 | 0 | 0 | 0 | 0 | 0 | 0.055418 | 0 | 0.047568 | 0.043117 | 0 | 0.042035 | 0 | 0 | 0.048653 | 0 | 0 | 0.013558 | 0 | 0 | 0.052504 | 0 | 0.049821 | 0
Gas_Bio | FI | 0 | 0 | 0 | 0 | 0 | 0 | 0.056293 | 0.041737 | 0.020832 | 0 | 0 | 0 | 0 | 0 | 0 | 0 | 0.032999 | 0 | 0.027399 | 0 | 0 | 0.032153 | 0.046003 | 0 | 0 | 0.016264 | 0 | 0 | 0 | 0
Gas_Bio | FR | 0 | 0.047023 | 0.0096458 | 0 | 0.011253 | 0.05242 | 0.016076 | 0.057538 | 0 | 0.032153 | 0 | 0.070771 | 0.050737 | 0.059109 | 0.0413 | 0.032153 | 0 | 0.034952 | 0 | 0.058167 | 0.041337 | 0.086888 | 0.064325 | 0.018025 | 0.072428 | 0.084354 | 0.047333 | 0.060417 | 0.019292 | 0
Gas_Bio | GR | 0.070771 | 0.038198 | 0 | 0.014596 | 0 | 0.042895 | 0.053459 | 0 | 0 | 0 | 0 | 0 | 0.027651 | 0.030469 | 0 | 0.032381 | 0 | 0 | 0 | 0.016757 | 0 | 0 | 0.047589 | 0 | 0.024841 | 0 | 0.033169 | 0.035677 | 0 | 0.027909
Gas_Bio | HR | 0.050737 | 0.010683 | 0.034566 | 0.024216 | 0.021315 | 0.016997 | 0.02602 | 0.041613 | 0 | 0.055418 | 0 | 0.027651 | 0 | 0.010658 | 0 | 0.013761 | 0.040598 | 0.030163 | 0 | 0.010904 | 0.036313 | 0 | 0.026306 | 0 | 0.02177 | 0.063475 | 0.005528 | 0.015131 | 0 | 0
Gas_Bio | HU | 0.059109 | 0.01288 | 0.036848 | 0.02158 | 0.027358 | 0.013371 | 0.025405 | 0.037681 | 0 | 0 | 0 | 0.030469 | 0.010658 | 0 | 0 | 0.024284 | 0.030906 | 0.03296 | 0.036713 | 0.015643 | 0.036796 | 0 | 0.017739 | 0 | 0.014544 | 0.056134 | 0.011896 | 0.005519 | 0 | 0
Gas_Bio | IE | 0.0413 | 0 | 0.029713 | 0 | 0 | 0 | 0.041351 | 0.039015 | 0 | 0.047568 | 0 | 0 | 0 | 0 | 0 | 0 | 0 | 0.033991 | 0 | 0 | 0.029975 | 0.057237 | 0 | 0 | 0 | 0 | 0 | 0 | 0.011699 | 0
Gas_Bio | IT | 0.039343 | 0.017931 | 0.033446 | 0.034581 | 0.017363 | 0.026122 | 0.030036 | 0.047347 | 0 | 0.043117 | 0 | 0.032381 | 0.013761 | 0.024284 | 0 | 0 | 0 | 0.029036 | 0 | 0.018863 | 0.037331 | 0 | 0.037769 | 0 | 0.034809 | 0.072199 | 0.013824 | 0.028105 | 0.053818 | 0
Gas_Bio | LT | 0 | 0.035202 | 0 | 0 | 0 | 0.027359 | 0.032646 | 0.02807 | 0.012362 | 0 | 0.032999 | 0 | 0.040598 | 0.030906 | 0 | 0 | 0 | 0 | 0.005807 | 0 | 0.040181 | 0.037073 | 0.014936 | 0 | 0.034059 | 0.029684 | 0.03881 | 0.025627 | 0 | 0
Gas_Bio | LU | 0.034952 | 0.020588 | 0.0045143 | 0 | 0.011801 | 0.021389 | 0.010908 | 0.023723 | 0 | 0.042035 | 0 | 0 | 0.030163 | 0.03296 | 0.033991 | 0.029036 | 0 | 0 | 0 | 0 | 0.0089879 | 0.054767 | 0.031171 | 0 | 0 | 0.051003 | 0.024685 | 0.031547 | 0.025268 | 0
Gas_Bio | LV | 0 | 0.04065 | 0 | 0 | 0 | 0.032668 | 0.036802 | 0.029633 | 0.0066123 | 0 | 0.027399 | 0 | 0 | 0.036713 | 0 | 0 | 0.005807 | 0 | 0 | 0 | 0.043253 | 0.033174 | 0.020456 | 0 | 0.039403 | 0.025787 | 0 | 0.031424 | 0 | 0
Gas_Bio | NL | 0.041337 | 0.025858 | 0.0061797 | 0 | 0.020499 | 0.023751 | 0.011451 | 0.016201 | 0 | 0.048653 | 0 | 0 | 0.036313 | 0.036796 | 0.029975 | 0.037331 | 0.040181 | 0.0089879 | 0.043253 | 0 | 0 | 0.046437 | 0.030325 | 0 | 0 | 0.043205 | 0.030805 | 0.034106 | 0.019421 | 0
Gas_Bio | NO | 0.086888 | 0 | 0.052606 | 0 | 0 | 0.052795 | 0.048346 | 0.022507 | 0.028455 | 0 | 0.032153 | 0 | 0 | 0 | 0.057237 | 0 | 0.037073 | 0.054767 | 0.033174 | 0 | 0.046437 | 0 | 0.045288 | 0 | 0 | 0.0074054 | 0 | 0 | 0.047982 | 0
Gas_Bio | NONEU_Balkan | 0.058167 | 0.021455 | 0 | 0.015739 | 0.031452 | 0.026667 | 0.036753 | 0 | 0 | 0 | 0 | 0.016757 | 0.010904 | 0.015643 | 0 | 0.018863 | 0 | 0 | 0 | 0 | 0 | 0 | 0.033379 | 0 | 0.018297 | 0 | 0.016431 | 0.021162 | 0 | 0
Gas_Bio | PL | 0.064325 | 0.020268 | 0.033359 | 0.036322 | 0.032202 | 0.012545 | 0.020381 | 0.02397 | 0.02654 | 0 | 0.046003 | 0.047589 | 0.026306 | 0.017739 | 0 | 0.037769 | 0.014936 | 0.031171 | 0.020456 | 0.033379 | 0.030325 | 0.045288 | 0 | 0 | 0.026017 | 0.038472 | 0.024003 | 0.012225 | 0.048314 | 0
Gas_Bio | PT | 0.018025 | 0 | 0 | 0 | 0 | 0 | 0 | 0 | 0 | 0.013558 | 0 | 0 | 0 | 0 | 0 | 0 | 0 | 0 | 0 | 0 | 0 | 0 | 0 | 0 | 0 | 0 | 0 | 0 | 0.053789 | 0
Gas_Bio | RO | 0.072428 | 0.027353 | 0 | 0.011029 | 0.04155 | 0.027085 | 0.039382 | 0.049303 | 0 | 0 | 0 | 0.024841 | 0.02177 | 0.014544 | 0 | 0.034809 | 0.034059 | 0 | 0.039403 | 0.018297 | 0 | 0 | 0.026017 | 0 | 0 | 0 | 0.025322 | 0.016845 | 0 | 0.028905
Gas_Bio | SE | 0.084354 | 0.054621 | 0.049363 | 0 | 0.059721 | 0.046757 | 0.043544 | 0.012861 | 0.021276 | 0 | 0.016264 | 0 | 0.063475 | 0.056134 | 0 | 0.072199 | 0.029684 | 0.051003 | 0.025787 | 0 | 0.043205 | 0.0074054 | 0.038472 | 0 | 0 | 0 | 0.059745 | 0.050652 | 0.047753 | 0
Gas_Bio | SI | 0.047333 | 0.0055058 | 0.029066 | 0.029204 | 0.016457 | 0.013 | 0.020695 | 0.036786 | 0 | 0.052504 | 0 | 0.033169 | 0.005528 | 0.011896 | 0 | 0.013824 | 0.03881 | 0.024685 | 0 | 0.016431 | 0.030805 | 0 | 0.024003 | 0 | 0.025322 | 0.059745 | 0 | 0.014615 | 0 | 0
Gas_Bio | SK | 0.060417 | 0.013397 | 0.035032 | 0.025655 | 0.027953 | 0.010407 | 0.022677 | 0.033118 | 0.037869 | 0 | 0 | 0.035677 | 0.015131 | 0.005519 | 0 | 0.028105 | 0.025627 | 0.031547 | 0.031424 | 0.021162 | 0.034106 | 0 | 0.012225 | 0 | 0.016845 | 0.050652 | 0.014615 | 0 | 0 | 0
Gas_Bio | TR | 0 | 0 | 0 | 0.013761 | 0 | 0 | 0 | 0 | 0 | 0 | 0 | 0.027909 | 0 | 0 | 0 | 0 | 0 | 0 | 0 | 0 | 0 | 0 | 0 | 0 | 0.028905 | 0 | 0 | 0 | 0 | 0
Gas_Bio | UK | 0.019292 | 0.044982 | 0.020758 | 0 | 0.036486 | 0.043129 | 0.030852 | 0.027333 | 0 | 0.049821 | 0 | 0 | 0 | 0 | 0.011699 | 0.053818 | 0 | 0.025268 | 0 | 0 | 0.019421 | 0.047982 | 0.048314 | 0.053789 | 0 | 0.047753 | 0 | 0 | 0 | 0
Gas_Synth | AT | 0.047023 | 0 | 0.024765 | 0.032875 | 0.014673 | 0.0081939 | 0.015338 | 0.031286 | 0 | 0.052749 | 0 | 0.038198 | 0.010683 | 0.01288 | 0 | 0.017931 | 0.035202 | 0.020588 | 0.04065 | 0.021455 | 0.025858 | 0 | 0.020268 | 0 | 0.027353 | 0.054621 | 0.0055058 | 0.013397 | 0.044982 | 0
Gas_Synth | BE | 0.035337 | 0.024765 | 0 | 0 | 0.016121 | 0.024689 | 0.01307 | 0.022255 | 0 | 0.042614 | 0 | 0 | 0.034566 | 0.036848 | 0.029713 | 0.033446 | 0 | 0.0045143 | 0 | 0 | 0.0061797 | 0.052606 | 0.033359 | 0 | 0 | 0.049363 | 0.029066 | 0.035032 | 0.020758 | 0
Gas_Synth | BG | 0 | 0.032875 | 0 | 0 | 0.04551 | 0.034951 | 0.046879 | 0 | 0 | 0 | 0 | 0.014596 | 0.024216 | 0.02158 | 0 | 0.034581 | 0 | 0 | 0 | 0.015739 | 0 | 0 | 0.036322 | 0 | 0.011029 | 0 | 0.029204 | 0.025655 | 0 | 0.013761
Gas_Synth | CH | 0.032614 | 0.014673 | 0.016121 | 0.04551 | 0 | 0.019931 | 0.016225 | 0.033022 | 0 | 0.038712 | 0 | 0 | 0.021315 | 0.027358 | 0 | 0.017363 | 0 | 0.011801 | 0 | 0.031452 | 0.020499 | 0 | 0.032202 | 0 | 0.04155 | 0.059721 | 0.016457 | 0.027953 | 0.036486 | 0
Gas_Synth | CZ | 0.05242 | 0.0081939 | 0.024689 | 0.034951 | 0.019931 | 0 | 0.012303 | 0.025007 | 0.038392 | 0 | 0 | 0.042895 | 0.016997 | 0.013371 | 0 | 0.026122 | 0.027359 | 0.021389 | 0.032668 | 0.026667 | 0.023751 | 0.052795 | 0.012545 | 0 | 0.027085 | 0.046757 | 0.013 | 0.010407 | 0.043129 | 0
Gas_Synth | DE | 0.04536 | 0.015338 | 0.01307 | 0.046879 | 0.016225 | 0.012303 | 0 | 0.017378 | 0.041189 | 0.052247 | 0.056293 | 0.053459 | 0.02602 | 0.025405 | 0.041351 | 0.030036 | 0.032646 | 0.010908 | 0.036802 | 0.036753 | 0.011451 | 0.048346 | 0.020381 | 0 | 0.039382 | 0.043544 | 0.020695 | 0.022677 | 0.030852 | 0
Gas_Synth | DK | 0.057538 | 0.031286 | 0.022255 | 0 | 0.033022 | 0.025007 | 0.017378 | 0 | 0.031459 | 0 | 0.041737 | 0 | 0.041613 | 0.037681 | 0.039015 | 0.047347 | 0.02807 | 0.023723 | 0.029633 | 0 | 0.016201 | 0.022507 | 0.02397 | 0 | 0.049303 | 0.012861 | 0.036786 | 0.033118 | 0.027333 | 0
Gas_Synth | EE | 0 | 0 | 0 | 0 | 0 | 0.038392 | 0.041189 | 0.031459 | 0 | 0 | 0.020832 | 0 | 0 | 0 | 0 | 0 | 0.012362 | 0 | 0.0066123 | 0 | 0 | 0.028455 | 0.02654 | 0 | 0 | 0.021276 | 0 | 0.037869 | 0 | 0
Gas_Synth | ES | 0.007382 | 0.052749 | 0.042614 | 0 | 0.038712 | 0 | 0.052247 | 0 | 0 | 0 | 0 | 0 | 0.055418 | 0 | 0.047568 | 0.043117 | 0 | 0.042035 | 0 | 0 | 0.048653 | 0 | 0 | 0.013558 | 0 | 0 | 0.052504 | 0 | 0.049821 | 0
Gas_Synth | FI | 0 | 0 | 0 | 0 | 0 | 0 | 0.056293 | 0.041737 | 0.020832 | 0 | 0 | 0 | 0 | 0 | 0 | 0 | 0.032999 | 0 | 0.027399 | 0 | 0 | 0.032153 | 0.046003 | 0 | 0 | 0.016264 | 0 | 0 | 0 | 0
Gas_Synth | FR | 0 | 0.047023 | 0.0096458 | 0 | 0.011253 | 0.05242 | 0.016076 | 0.057538 | 0 | 0.032153 | 0 | 0.070771 | 0.050737 | 0.059109 | 0.0413 | 0.032153 | 0 | 0.034952 | 0 | 0.058167 | 0.041337 | 0.086888 | 0.064325 | 0.018025 | 0.072428 | 0.084354 | 0.047333 | 0.060417 | 0.019292 | 0
Gas_Synth | GR | 0.070771 | 0.038198 | 0 | 0.014596 | 0 | 0.042895 | 0.053459 | 0 | 0 | 0 | 0 | 0 | 0.027651 | 0.030469 | 0 | 0.032381 | 0 | 0 | 0 | 0.016757 | 0 | 0 | 0.047589 | 0 | 0.024841 | 0 | 0.033169 | 0.035677 | 0 | 0.027909
Gas_Synth | HR | 0.050737 | 0.010683 | 0.034566 | 0.024216 | 0.021315 | 0.016997 | 0.02602 | 0.041613 | 0 | 0.055418 | 0 | 0.027651 | 0 | 0.010658 | 0 | 0.013761 | 0.040598 | 0.030163 | 0 | 0.010904 | 0.036313 | 0 | 0.026306 | 0 | 0.02177 | 0.063475 | 0.005528 | 0.015131 | 0 | 0
Gas_Synth | HU | 0.059109 | 0.01288 | 0.036848 | 0.02158 | 0.027358 | 0.013371 | 0.025405 | 0.037681 | 0 | 0 | 0 | 0.030469 | 0.010658 | 0 | 0 | 0.024284 | 0.030906 | 0.03296 | 0.036713 | 0.015643 | 0.036796 | 0 | 0.017739 | 0 | 0.014544 | 0.056134 | 0.011896 | 0.005519 | 0 | 0
Gas_Synth | IE | 0.0413 | 0 | 0.029713 | 0 | 0 | 0 | 0.041351 | 0.039015 | 0 | 0.047568 | 0 | 0 | 0 | 0 | 0 | 0 | 0 | 0.033991 | 0 | 0 | 0.029975 | 0.057237 | 0 | 0 | 0 | 0 | 0 | 0 | 0.011699 | 0
Gas_Synth | IT | 0.039343 | 0.017931 | 0.033446 | 0.034581 | 0.017363 | 0.026122 | 0.030036 | 0.047347 | 0 | 0.043117 | 0 | 0.032381 | 0.013761 | 0.024284 | 0 | 0 | 0 | 0.029036 | 0 | 0.018863 | 0.037331 | 0 | 0.037769 | 0 | 0.034809 | 0.072199 | 0.013824 | 0.028105 | 0.053818 | 0
Gas_Synth | LT | 0 | 0.035202 | 0 | 0 | 0 | 0.027359 | 0.032646 | 0.02807 | 0.012362 | 0 | 0.032999 | 0 | 0.040598 | 0.030906 | 0 | 0 | 0 | 0 | 0.005807 | 0 | 0.040181 | 0.037073 | 0.014936 | 0 | 0.034059 | 0.029684 | 0.03881 | 0.025627 | 0 | 0
Gas_Synth | LU | 0.034952 | 0.020588 | 0.0045143 | 0 | 0.011801 | 0.021389 | 0.010908 | 0.023723 | 0 | 0.042035 | 0 | 0 | 0.030163 | 0.03296 | 0.033991 | 0.029036 | 0 | 0 | 0 | 0 | 0.0089879 | 0.054767 | 0.031171 | 0 | 0 | 0.051003 | 0.024685 | 0.031547 | 0.025268 | 0
Gas_Synth | LV | 0 | 0.04065 | 0 | 0 | 0 | 0.032668 | 0.036802 | 0.029633 | 0.0066123 | 0 | 0.027399 | 0 | 0 | 0.036713 | 0 | 0 | 0.005807 | 0 | 0 | 0 | 0.043253 | 0.033174 | 0.020456 | 0 | 0.039403 | 0.025787 | 0 | 0.031424 | 0 | 0
Gas_Synth | NL | 0.041337 | 0.025858 | 0.0061797 | 0 | 0.020499 | 0.023751 | 0.011451 | 0.016201 | 0 | 0.048653 | 0 | 0 | 0.036313 | 0.036796 | 0.029975 | 0.037331 | 0.040181 | 0.0089879 | 0.043253 | 0 | 0 | 0.046437 | 0.030325 | 0 | 0 | 0.043205 | 0.030805 | 0.034106 | 0.019421 | 0
Gas_Synth | NO | 0.086888 | 0 | 0.052606 | 0 | 0 | 0.052795 | 0.048346 | 0.022507 | 0.028455 | 0 | 0.032153 | 0 | 0 | 0 | 0.057237 | 0 | 0.037073 | 0.054767 | 0.033174 | 0 | 0.046437 | 0 | 0.045288 | 0 | 0 | 0.0074054 | 0 | 0 | 0.047982 | 0
Gas_Synth | NONEU_Balkan | 0.058167 | 0.021455 | 0 | 0.015739 | 0.031452 | 0.026667 | 0.036753 | 0 | 0 | 0 | 0 | 0.016757 | 0.010904 | 0.015643 | 0 | 0.018863 | 0 | 0 | 0 | 0 | 0 | 0 | 0.033379 | 0 | 0.018297 | 0 | 0.016431 | 0.021162 | 0 | 0
Gas_Synth | PL | 0.064325 | 0.020268 | 0.033359 | 0.036322 | 0.032202 | 0.012545 | 0.020381 | 0.02397 | 0.02654 | 0 | 0.046003 | 0.047589 | 0.026306 | 0.017739 | 0 | 0.037769 | 0.014936 | 0.031171 | 0.020456 | 0.033379 | 0.030325 | 0.045288 | 0 | 0 | 0.026017 | 0.038472 | 0.024003 | 0.012225 | 0.048314 | 0
Gas_Synth | PT | 0.018025 | 0 | 0 | 0 | 0 | 0 | 0 | 0 | 0 | 0.013558 | 0 | 0 | 0 | 0 | 0 | 0 | 0 | 0 | 0 | 0 | 0 | 0 | 0 | 0 | 0 | 0 | 0 | 0 | 0.053789 | 0
Gas_Synth | RO | 0.072428 | 0.027353 | 0 | 0.011029 | 0.04155 | 0.027085 | 0.039382 | 0.049303 | 0 | 0 | 0 | 0.024841 | 0.02177 | 0.014544 | 0 | 0.034809 | 0.034059 | 0 | 0.039403 | 0.018297 | 0 | 0 | 0.026017 | 0 | 0 | 0 | 0.025322 | 0.016845 | 0 | 0.028905
Gas_Synth | SE | 0.084354 | 0.054621 | 0.049363 | 0 | 0.059721 | 0.046757 | 0.043544 | 0.012861 | 0.021276 | 0 | 0.016264 | 0 | 0.063475 | 0.056134 | 0 | 0.072199 | 0.029684 | 0.051003 | 0.025787 | 0 | 0.043205 | 0.0074054 | 0.038472 | 0 | 0 | 0 | 0.059745 | 0.050652 | 0.047753 | 0
Gas_Synth | SI | 0.047333 | 0.0055058 | 0.029066 | 0.029204 | 0.016457 | 0.013 | 0.020695 | 0.036786 | 0 | 0.052504 | 0 | 0.033169 | 0.005528 | 0.011896 | 0 | 0.013824 | 0.03881 | 0.024685 | 0 | 0.016431 | 0.030805 | 0 | 0.024003 | 0 | 0.025322 | 0.059745 | 0 | 0.014615 | 0 | 0
Gas_Synth | SK | 0.060417 | 0.013397 | 0.035032 | 0.025655 | 0.027953 | 0.010407 | 0.022677 | 0.033118 | 0.037869 | 0 | 0 | 0.035677 | 0.015131 | 0.005519 | 0 | 0.028105 | 0.025627 | 0.031547 | 0.031424 | 0.021162 | 0.034106 | 0 | 0.012225 | 0 | 0.016845 | 0.050652 | 0.014615 | 0 | 0 | 0
Gas_Synth | TR | 0 | 0 | 0 | 0.013761 | 0 | 0 | 0 | 0 | 0 | 0 | 0 | 0.027909 | 0 | 0 | 0 | 0 | 0 | 0 | 0 | 0 | 0 | 0 | 0 | 0 | 0.028905 | 0 | 0 | 0 | 0 | 0
Gas_Synth | UK | 0.019292 | 0.044982 | 0.020758 | 0 | 0.036486 | 0.043129 | 0.030852 | 0.027333 | 0 | 0.049821 | 0 | 0 | 0 | 0 | 0.011699 | 0.053818 | 0 | 0.025268 | 0 | 0 | 0.019421 | 0.047982 | 0.048314 | 0.053789 | 0 | 0.047753 | 0 | 0 | 0 | 0

## Par_TradeCapacity
TradeCapacity{y in YEAR, f in FUEL, r in REGION1, rr in REGION2}
Defines the capacities for trade between two regions in a specific year and for a specific fuel.
Unit: GW for Power; PJ for Gas
|  | AT | BE | BG | CH | CZ | DE | DK | ES | FI | FR | GR | HR | HU | IE | IT | LU | NONEU_Balkan | NL | NO | PL | PT | RO | SE | SI | SK | UK | EE | LT | LV | TR | TR
|  | 2018 | 2018 | 2018 | 2018 | 2018 | 2018 | 2018 | 2018 | 2018 | 2018 | 2018 | 2018 | 2018 | 2018 | 2018 | 2018 | 2018 | 2018 | 2018 | 2018 | 2018 | 2018 | 2018 | 2018 | 2018 | 2018 | 2018 | 2018 | 2018 | 2018
Power | AT | AT: 0; CH: 0.43425; CZ: 0.9; DE: 2; HU: 0.8; IT: 0.071 | [7 empty] | 0.95008
Power | BE | BE: 0; FR: 1.5 |  | 1.426 | [12 empty] | 1
Power | BG | BG: 0; GR: 0.35 | 0.35 |  |  |  |  | 0.15 | [7 empty] | 1
Power | CH | AT: 1.2; CH: 0; DE: 3.5; FR: 1.1; IT: 1.336
Power | CZ | AT: 0.8; CZ: 0; DE: 1.775 |  |  |  | 0.1 |  |  |  |  | 1.7
Power | DE | AT: 2.2; CH: 3.5; CZ: 1.1; DE: 0; DK: 3.1; FR: 1.675; LU: 0.98 |  | 2.85 | 1.444 | 0.1 |  |  | 0.35396
Power | DK | DE: 3.1; DK: 0 |  | 0.7 | 1.7 |  |  |  | 2.44 |  |  | 1.4
Power | ES | ES: 0; FR: 1.0708 |  |  |  |  | 1.4688
Power | FI | FI: 0 | [6 empty] | 1.95 |  |  |  | 0.365
Power | FR | BE: 2.6; CH: 3.2; DE: 1.8; ES: 1.2417; FR: 0; IT: 0.866 | [9 empty] | 2 |  |  |  |  | 1
Power | GR | BG: 0.5; GR: 0; IT: 0.5 | 0.3 | [12 empty] | 1
Power | HR | HR: 0; HU: 1 | 1.1 | [6 empty] | 1
Power | HU | AT: 0.8; HR: 1.2; HU: 0 | 0.7 |  |  |  |  | 0.4 |  |  | 0.8
Power | IE | IE: 0 | [9 empty] | 0.45
Power | IT | AT: 0.1; CH: 1.91; FR: 1.16; GR: 0.5; IT: 0 | [7 empty] | 0.18
Power | LU | DE: 0.98; LU: 0
Power | NONEU_Balkan | BG: 0.35; GR: 0.3; HR: 1.1; HU: 0.7 | 0 |  |  |  |  | 0.2
Power | NL | BE: 1.426; DE: 2.4; DK: 0.7 |  | 0 | 0.723 | [6 empty] | 1.016
Power | NO | DE: 1.444; DK: 1.7 |  | 0.723 | 0 |  |  |  | 3.445 |  |  | 2.8
Power | PL | CZ: 0.1; DE: 0.225 |  |  |  | 0 |  |  | 0.26592 |  | 0.6
Power | PT | ES: 1.5 |  |  |  |  | 0
Power | RO | BG: 0.6; HU: 0.7 | 0.2 |  |  |  |  | 0
Power | SE | DE: 0.61; DK: 2.44; FI: 2.25 |  |  | 3.695 | 0.34167 |  |  | 0
Power | SI | AT: 0.95; HR: 1.2; IT: 0.203 | [7 empty] | 0
Power | SK | CZ: 1.2; HU: 1.3 |  |  |  | 0.5 |  |  |  |  | 0
Power | UK | DK: 1.4; FR: 2; IE: 0.45 |  | 1.016 | 2.8 | [6 empty] | 0
Power | EE | FI: 0.365 | [10 empty] | 0 |  | 0.8
Power | LT | [27 empty] | 0 | 1.5
Power | LV | [26 empty] | 0.75 | 1.45 | 0 |  | 0
Power | TR | [29 empty] | 0 | bar: BG; GR
gas_natural | FR | BE: 0; CH: 371.5168; DE: 0; ES: 235.4081 | [14 empty] | 606.9249
gas_natural | AT | DE: 568.6889; HU: 185.0579; IT: 1633.042 | [7 empty] | 160.5055 | 353.1407 | [5 empty] | 2900.435
gas_natural | BE | DE: 446.6692; FR: 1241.2427; LU: 54.2152 |  | 560.9846 | [7 empty] | 1146.2235 |  |  |  |  | 3449.3352
gas_natural | BG | GR: 0 | 0 |  |  |  |  | 20.5162 | [7 empty] | 0 | 20.5162
gas_natural | CH | IT: 888.2223 | [14 empty] | 888.2223
gas_natural | CZ | DE: 1575.6649 |  |  |  | 39.948 |  |  |  |  | 994.1356 | [5 empty] | 2609.7485
gas_natural | DE | AT: 517.0418; BE: 502.4893; CH: 830.3343; CZ: 2641.1206; DK: 144.3334; FR: 823.3577; LU: 55.2139 |  | 1329.4267 |  | 303.919 | [10 empty] | 7147.2366
gas_natural | DK | DE: 129.8711 |  | 564.9794 |  |  |  |  | 125.551 | [7 empty] | 820.4015
gas_natural | EE | [28 empty] | 285.3432 |  | 285.3432
gas_natural | ES | FR: 321.011 |  |  |  |  | 205.4471 | [9 empty] | 526.4581
gas_natural | HR | HU: 108.4304 | [14 empty] | 108.4304
gas_natural | HU | HR: 109.4291 | 202.6864 |  |  |  |  | 73.6185 | [8 empty] | 385.734
gas_natural | IE | [25 empty] | 126.9777 |  |  |  |  | 126.9777
gas_natural | IT | AT: 1633.042; CH: 0 | [7 empty] | 40.3761 | [6 empty] | 1673.418
gas_natural | LT | [28 empty] | 96.1606 |  | 96.1606
gas_natural | LV | [26 empty] | 261.089 | 92.7365 |  |  | 353.8255
gas_natural | NL | BE: 1138.3765; DE: 2629.8277 | [9 empty] | 704.7976 |  |  |  |  | 4473.0018
gas_natural | NO | BE: 616.12; DE: 2354.98; FR: 800.08 |  | 754.7612 | [7 empty] | 2576.82 |  |  |  |  | 6844.5524
gas_natural | PL | DE: 1328.3295 | [14 empty] | 1328.3295
gas_natural | PT | ES: 114.1373 | [14 empty] | 114.1373
gas_natural | RO | BG: 0; HU: 0 | [14 empty] | 0
gas_natural | NONEU_Balkan | [16 empty] | 20.2594 | [13 empty] | 20.2594
gas_natural | SI | AT: 0; HR: 76.6146; IT: 30.5241 | [14 empty] | 107.1388
gas_natural | SK | AT: 2196.0009; CZ: 741.8922; HU: 181.143 | [14 empty] | 3119.0361
gas_natural | TR | GR: 0 | [14 empty] | 0
gas_natural | UK | BE: 898.9736; IE: 487.9368 |  | 0 | [12 empty] | 1386.9104

## Par_TradeCapacityGrowthCosts
TradeCapacityGrowthCosts{f in FUEL, r in REGION1, rr in REGION2}
Costs of expanding trade capacity.
Unit: M€/GW
|  | AL | AT | BA | BE | BG | CH | CZ | DE | DK | ES | FI | FR | GR | HR | HU | IE | IT | LU | ME | MK | NL | NO | PL | PT | RO | RS | SE | SI | SK | UK | EE | LT | LV | UA | RU | BY | NONEU_Balkan | TR
Power | AL | 5.51 | 5.51 | 5.51 | 5.51 | 5.51 | 5.51 | 5.51 | 5.51 | 5.51 | 5.51 | 5.51 | 5.51 | 5.51 | 5.51 | 5.51 | 5.51 | 5.51 | 5.51 | 5.51 | 5.51 | 5.51 | 5.51 | 5.51 | 5.51 | 5.51 | 5.51 | 5.51 | 5.51 | 5.51 | 5.51 | 5.51 | 5.51 | 5.51 | 5.51 | 5.51 | 5.51 | 5.51 | 5.51
Power | AT | 5.51 | 5.51 | 5.51 | 5.51 | 5.51 | 5.51 | 5.51 | 5.51 | 5.51 | 5.51 | 5.51 | 5.51 | 5.51 | 5.51 | 5.51 | 5.51 | 5.51 | 5.51 | 5.51 | 5.51 | 5.51 | 5.51 | 5.51 | 5.51 | 5.51 | 5.51 | 5.51 | 5.51 | 5.51 | 5.51 | 5.51 | 5.51 | 5.51 | 5.51 | 5.51 | 5.51 | 5.51 | 5.51
Power | BA | 5.51 | 5.51 | 5.51 | 5.51 | 5.51 | 5.51 | 5.51 | 5.51 | 5.51 | 5.51 | 5.51 | 5.51 | 5.51 | 5.51 | 5.51 | 5.51 | 5.51 | 5.51 | 5.51 | 5.51 | 5.51 | 5.51 | 5.51 | 5.51 | 5.51 | 5.51 | 5.51 | 5.51 | 5.51 | 5.51 | 5.51 | 5.51 | 5.51 | 5.51 | 5.51 | 5.51 | 5.51 | 5.51
Power | BE | 5.51 | 5.51 | 5.51 | 5.51 | 5.51 | 5.51 | 5.51 | 5.51 | 5.51 | 5.51 | 5.51 | 5.51 | 5.51 | 5.51 | 5.51 | 5.51 | 5.51 | 5.51 | 5.51 | 5.51 | 5.51 | 5.51 | 5.51 | 5.51 | 5.51 | 5.51 | 5.51 | 5.51 | 5.51 | 5.51 | 5.51 | 5.51 | 5.51 | 5.51 | 5.51 | 5.51 | 5.51 | 5.51
Power | BG | 5.51 | 5.51 | 5.51 | 5.51 | 5.51 | 5.51 | 5.51 | 5.51 | 5.51 | 5.51 | 5.51 | 5.51 | 5.51 | 5.51 | 5.51 | 5.51 | 5.51 | 5.51 | 5.51 | 5.51 | 5.51 | 5.51 | 5.51 | 5.51 | 5.51 | 5.51 | 5.51 | 5.51 | 5.51 | 5.51 | 5.51 | 5.51 | 5.51 | 5.51 | 5.51 | 5.51 | 5.51 | 5.51
Power | CH | 5.51 | 5.51 | 5.51 | 5.51 | 5.51 | 5.51 | 5.51 | 5.51 | 5.51 | 5.51 | 5.51 | 5.51 | 5.51 | 5.51 | 5.51 | 5.51 | 5.51 | 5.51 | 5.51 | 5.51 | 5.51 | 5.51 | 5.51 | 5.51 | 5.51 | 5.51 | 5.51 | 5.51 | 5.51 | 5.51 | 5.51 | 5.51 | 5.51 | 5.51 | 5.51 | 5.51 | 5.51 | 5.51
Power | CZ | 5.51 | 5.51 | 5.51 | 5.51 | 5.51 | 5.51 | 5.51 | 5.51 | 5.51 | 5.51 | 5.51 | 5.51 | 5.51 | 5.51 | 5.51 | 5.51 | 5.51 | 5.51 | 5.51 | 5.51 | 5.51 | 5.51 | 5.51 | 5.51 | 5.51 | 5.51 | 5.51 | 5.51 | 5.51 | 5.51 | 5.51 | 5.51 | 5.51 | 5.51 | 5.51 | 5.51 | 5.51 | 5.51
Power | DE | 5.51 | 5.51 | 5.51 | 5.51 | 5.51 | 5.51 | 5.51 | 5.51 | 5.51 | 5.51 | 5.51 | 5.51 | 5.51 | 5.51 | 5.51 | 5.51 | 5.51 | 5.51 | 5.51 | 5.51 | 5.51 | 5.51 | 5.51 | 5.51 | 5.51 | 5.51 | 5.51 | 5.51 | 5.51 | 5.51 | 5.51 | 5.51 | 5.51 | 5.51 | 5.51 | 5.51 | 5.51 | 5.51
Power | DK | 5.51 | 5.51 | 5.51 | 5.51 | 5.51 | 5.51 | 5.51 | 5.51 | 5.51 | 5.51 | 5.51 | 5.51 | 5.51 | 5.51 | 5.51 | 5.51 | 5.51 | 5.51 | 5.51 | 5.51 | 5.51 | 5.51 | 5.51 | 5.51 | 5.51 | 5.51 | 5.51 | 5.51 | 5.51 | 5.51 | 5.51 | 5.51 | 5.51 | 5.51 | 5.51 | 5.51 | 5.51 | 5.51
Power | ES | 5.51 | 5.51 | 5.51 | 5.51 | 5.51 | 5.51 | 5.51 | 5.51 | 5.51 | 5.51 | 5.51 | 5.51 | 5.51 | 5.51 | 5.51 | 5.51 | 5.51 | 5.51 | 5.51 | 5.51 | 5.51 | 5.51 | 5.51 | 5.51 | 5.51 | 5.51 | 5.51 | 5.51 | 5.51 | 5.51 | 5.51 | 5.51 | 5.51 | 5.51 | 5.51 | 5.51 | 5.51 | 5.51
Power | FI | 5.51 | 5.51 | 5.51 | 5.51 | 5.51 | 5.51 | 5.51 | 5.51 | 5.51 | 5.51 | 5.51 | 5.51 | 5.51 | 5.51 | 5.51 | 5.51 | 5.51 | 5.51 | 5.51 | 5.51 | 5.51 | 5.51 | 5.51 | 5.51 | 5.51 | 5.51 | 5.51 | 5.51 | 5.51 | 5.51 | 5.51 | 5.51 | 5.51 | 5.51 | 5.51 | 5.51 | 5.51 | 5.51
Power | FR | 5.51 | 5.51 | 5.51 | 5.51 | 5.51 | 5.51 | 5.51 | 5.51 | 5.51 | 5.51 | 5.51 | 5.51 | 5.51 | 5.51 | 5.51 | 5.51 | 5.51 | 5.51 | 5.51 | 5.51 | 5.51 | 5.51 | 5.51 | 5.51 | 5.51 | 5.51 | 5.51 | 5.51 | 5.51 | 5.51 | 5.51 | 5.51 | 5.51 | 5.51 | 5.51 | 5.51 | 5.51 | 5.51
Power | GR | 5.51 | 5.51 | 5.51 | 5.51 | 5.51 | 5.51 | 5.51 | 5.51 | 5.51 | 5.51 | 5.51 | 5.51 | 5.51 | 5.51 | 5.51 | 5.51 | 5.51 | 5.51 | 5.51 | 5.51 | 5.51 | 5.51 | 5.51 | 5.51 | 5.51 | 5.51 | 5.51 | 5.51 | 5.51 | 5.51 | 5.51 | 5.51 | 5.51 | 5.51 | 5.51 | 5.51 | 5.51 | 5.51
Power | HR | 5.51 | 5.51 | 5.51 | 5.51 | 5.51 | 5.51 | 5.51 | 5.51 | 5.51 | 5.51 | 5.51 | 5.51 | 5.51 | 5.51 | 5.51 | 5.51 | 5.51 | 5.51 | 5.51 | 5.51 | 5.51 | 5.51 | 5.51 | 5.51 | 5.51 | 5.51 | 5.51 | 5.51 | 5.51 | 5.51 | 5.51 | 5.51 | 5.51 | 5.51 | 5.51 | 5.51 | 5.51 | 5.51
Power | HU | 5.51 | 5.51 | 5.51 | 5.51 | 5.51 | 5.51 | 5.51 | 5.51 | 5.51 | 5.51 | 5.51 | 5.51 | 5.51 | 5.51 | 5.51 | 5.51 | 5.51 | 5.51 | 5.51 | 5.51 | 5.51 | 5.51 | 5.51 | 5.51 | 5.51 | 5.51 | 5.51 | 5.51 | 5.51 | 5.51 | 5.51 | 5.51 | 5.51 | 5.51 | 5.51 | 5.51 | 5.51 | 5.51
Power | IE | 5.51 | 5.51 | 5.51 | 5.51 | 5.51 | 5.51 | 5.51 | 5.51 | 5.51 | 5.51 | 5.51 | 5.51 | 5.51 | 5.51 | 5.51 | 5.51 | 5.51 | 5.51 | 5.51 | 5.51 | 5.51 | 5.51 | 5.51 | 5.51 | 5.51 | 5.51 | 5.51 | 5.51 | 5.51 | 5.51 | 5.51 | 5.51 | 5.51 | 5.51 | 5.51 | 5.51 | 5.51 | 5.51
Power | IT | 5.51 | 5.51 | 5.51 | 5.51 | 5.51 | 5.51 | 5.51 | 5.51 | 5.51 | 5.51 | 5.51 | 5.51 | 5.51 | 5.51 | 5.51 | 5.51 | 5.51 | 5.51 | 5.51 | 5.51 | 5.51 | 5.51 | 5.51 | 5.51 | 5.51 | 5.51 | 5.51 | 5.51 | 5.51 | 5.51 | 5.51 | 5.51 | 5.51 | 5.51 | 5.51 | 5.51 | 5.51 | 5.51
Power | LU | 5.51 | 5.51 | 5.51 | 5.51 | 5.51 | 5.51 | 5.51 | 5.51 | 5.51 | 5.51 | 5.51 | 5.51 | 5.51 | 5.51 | 5.51 | 5.51 | 5.51 | 5.51 | 5.51 | 5.51 | 5.51 | 5.51 | 5.51 | 5.51 | 5.51 | 5.51 | 5.51 | 5.51 | 5.51 | 5.51 | 5.51 | 5.51 | 5.51 | 5.51 | 5.51 | 5.51 | 5.51 | 5.51
Power | ME | 5.51 | 5.51 | 5.51 | 5.51 | 5.51 | 5.51 | 5.51 | 5.51 | 5.51 | 5.51 | 5.51 | 5.51 | 5.51 | 5.51 | 5.51 | 5.51 | 5.51 | 5.51 | 5.51 | 5.51 | 5.51 | 5.51 | 5.51 | 5.51 | 5.51 | 5.51 | 5.51 | 5.51 | 5.51 | 5.51 | 5.51 | 5.51 | 5.51 | 5.51 | 5.51 | 5.51 | 5.51 | 5.51
Power | MK | 5.51 | 5.51 | 5.51 | 5.51 | 5.51 | 5.51 | 5.51 | 5.51 | 5.51 | 5.51 | 5.51 | 5.51 | 5.51 | 5.51 | 5.51 | 5.51 | 5.51 | 5.51 | 5.51 | 5.51 | 5.51 | 5.51 | 5.51 | 5.51 | 5.51 | 5.51 | 5.51 | 5.51 | 5.51 | 5.51 | 5.51 | 5.51 | 5.51 | 5.51 | 5.51 | 5.51 | 5.51 | 5.51
Power | NL | 5.51 | 5.51 | 5.51 | 5.51 | 5.51 | 5.51 | 5.51 | 5.51 | 5.51 | 5.51 | 5.51 | 5.51 | 5.51 | 5.51 | 5.51 | 5.51 | 5.51 | 5.51 | 5.51 | 5.51 | 5.51 | 5.51 | 5.51 | 5.51 | 5.51 | 5.51 | 5.51 | 5.51 | 5.51 | 5.51 | 5.51 | 5.51 | 5.51 | 5.51 | 5.51 | 5.51 | 5.51 | 5.51
Power | NO | 5.51 | 5.51 | 5.51 | 5.51 | 5.51 | 5.51 | 5.51 | 5.51 | 5.51 | 5.51 | 5.51 | 5.51 | 5.51 | 5.51 | 5.51 | 5.51 | 5.51 | 5.51 | 5.51 | 5.51 | 5.51 | 5.51 | 5.51 | 5.51 | 5.51 | 5.51 | 5.51 | 5.51 | 5.51 | 5.51 | 5.51 | 5.51 | 5.51 | 5.51 | 5.51 | 5.51 | 5.51 | 5.51
Power | PL | 5.51 | 5.51 | 5.51 | 5.51 | 5.51 | 5.51 | 5.51 | 5.51 | 5.51 | 5.51 | 5.51 | 5.51 | 5.51 | 5.51 | 5.51 | 5.51 | 5.51 | 5.51 | 5.51 | 5.51 | 5.51 | 5.51 | 5.51 | 5.51 | 5.51 | 5.51 | 5.51 | 5.51 | 5.51 | 5.51 | 5.51 | 5.51 | 5.51 | 5.51 | 5.51 | 5.51 | 5.51 | 5.51
Power | PT | 5.51 | 5.51 | 5.51 | 5.51 | 5.51 | 5.51 | 5.51 | 5.51 | 5.51 | 5.51 | 5.51 | 5.51 | 5.51 | 5.51 | 5.51 | 5.51 | 5.51 | 5.51 | 5.51 | 5.51 | 5.51 | 5.51 | 5.51 | 5.51 | 5.51 | 5.51 | 5.51 | 5.51 | 5.51 | 5.51 | 5.51 | 5.51 | 5.51 | 5.51 | 5.51 | 5.51 | 5.51 | 5.51
Power | RO | 5.51 | 5.51 | 5.51 | 5.51 | 5.51 | 5.51 | 5.51 | 5.51 | 5.51 | 5.51 | 5.51 | 5.51 | 5.51 | 5.51 | 5.51 | 5.51 | 5.51 | 5.51 | 5.51 | 5.51 | 5.51 | 5.51 | 5.51 | 5.51 | 5.51 | 5.51 | 5.51 | 5.51 | 5.51 | 5.51 | 5.51 | 5.51 | 5.51 | 5.51 | 5.51 | 5.51 | 5.51 | 5.51
Power | RS | 5.51 | 5.51 | 5.51 | 5.51 | 5.51 | 5.51 | 5.51 | 5.51 | 5.51 | 5.51 | 5.51 | 5.51 | 5.51 | 5.51 | 5.51 | 5.51 | 5.51 | 5.51 | 5.51 | 5.51 | 5.51 | 5.51 | 5.51 | 5.51 | 5.51 | 5.51 | 5.51 | 5.51 | 5.51 | 5.51 | 5.51 | 5.51 | 5.51 | 5.51 | 5.51 | 5.51 | 5.51 | 5.51
Power | SE | 5.51 | 5.51 | 5.51 | 5.51 | 5.51 | 5.51 | 5.51 | 5.51 | 5.51 | 5.51 | 5.51 | 5.51 | 5.51 | 5.51 | 5.51 | 5.51 | 5.51 | 5.51 | 5.51 | 5.51 | 5.51 | 5.51 | 5.51 | 5.51 | 5.51 | 5.51 | 5.51 | 5.51 | 5.51 | 5.51 | 5.51 | 5.51 | 5.51 | 5.51 | 5.51 | 5.51 | 5.51 | 5.51
Power | SI | 5.51 | 5.51 | 5.51 | 5.51 | 5.51 | 5.51 | 5.51 | 5.51 | 5.51 | 5.51 | 5.51 | 5.51 | 5.51 | 5.51 | 5.51 | 5.51 | 5.51 | 5.51 | 5.51 | 5.51 | 5.51 | 5.51 | 5.51 | 5.51 | 5.51 | 5.51 | 5.51 | 5.51 | 5.51 | 5.51 | 5.51 | 5.51 | 5.51 | 5.51 | 5.51 | 5.51 | 5.51 | 5.51
Power | SK | 5.51 | 5.51 | 5.51 | 5.51 | 5.51 | 5.51 | 5.51 | 5.51 | 5.51 | 5.51 | 5.51 | 5.51 | 5.51 | 5.51 | 5.51 | 5.51 | 5.51 | 5.51 | 5.51 | 5.51 | 5.51 | 5.51 | 5.51 | 5.51 | 5.51 | 5.51 | 5.51 | 5.51 | 5.51 | 5.51 | 5.51 | 5.51 | 5.51 | 5.51 | 5.51 | 5.51 | 5.51 | 5.51
Power | UK | 5.51 | 5.51 | 5.51 | 5.51 | 5.51 | 5.51 | 5.51 | 5.51 | 5.51 | 5.51 | 5.51 | 5.51 | 5.51 | 5.51 | 5.51 | 5.51 | 5.51 | 5.51 | 5.51 | 5.51 | 5.51 | 5.51 | 5.51 | 5.51 | 5.51 | 5.51 | 5.51 | 5.51 | 5.51 | 5.51 | 5.51 | 5.51 | 5.51 | 5.51 | 5.51 | 5.51 | 5.51 | 5.51
Power | EE | 5.51 | 5.51 | 5.51 | 5.51 | 5.51 | 5.51 | 5.51 | 5.51 | 5.51 | 5.51 | 5.51 | 5.51 | 5.51 | 5.51 | 5.51 | 5.51 | 5.51 | 5.51 | 5.51 | 5.51 | 5.51 | 5.51 | 5.51 | 5.51 | 5.51 | 5.51 | 5.51 | 5.51 | 5.51 | 5.51 | 5.51 | 5.51 | 5.51 | 5.51 | 5.51 | 5.51 | 5.51 | 5.51
Power | LT | 5.51 | 5.51 | 5.51 | 5.51 | 5.51 | 5.51 | 5.51 | 5.51 | 5.51 | 5.51 | 5.51 | 5.51 | 5.51 | 5.51 | 5.51 | 5.51 | 5.51 | 5.51 | 5.51 | 5.51 | 5.51 | 5.51 | 5.51 | 5.51 | 5.51 | 5.51 | 5.51 | 5.51 | 5.51 | 5.51 | 5.51 | 5.51 | 5.51 | 5.51 | 5.51 | 5.51 | 5.51 | 5.51
Power | LV | 5.51 | 5.51 | 5.51 | 5.51 | 5.51 | 5.51 | 5.51 | 5.51 | 5.51 | 5.51 | 5.51 | 5.51 | 5.51 | 5.51 | 5.51 | 5.51 | 5.51 | 5.51 | 5.51 | 5.51 | 5.51 | 5.51 | 5.51 | 5.51 | 5.51 | 5.51 | 5.51 | 5.51 | 5.51 | 5.51 | 5.51 | 5.51 | 5.51 | 5.51 | 5.51 | 5.51 | 5.51 | 5.51
Power | UA | 5.51 | 5.51 | 5.51 | 5.51 | 5.51 | 5.51 | 5.51 | 5.51 | 5.51 | 5.51 | 5.51 | 5.51 | 5.51 | 5.51 | 5.51 | 5.51 | 5.51 | 5.51 | 5.51 | 5.51 | 5.51 | 5.51 | 5.51 | 5.51 | 5.51 | 5.51 | 5.51 | 5.51 | 5.51 | 5.51 | 5.51 | 5.51 | 5.51 | 5.51 | 5.51 | 5.51 | 5.51 | 5.51
Power | RU | 5.51 | 5.51 | 5.51 | 5.51 | 5.51 | 5.51 | 5.51 | 5.51 | 5.51 | 5.51 | 5.51 | 5.51 | 5.51 | 5.51 | 5.51 | 5.51 | 5.51 | 5.51 | 5.51 | 5.51 | 5.51 | 5.51 | 5.51 | 5.51 | 5.51 | 5.51 | 5.51 | 5.51 | 5.51 | 5.51 | 5.51 | 5.51 | 5.51 | 5.51 | 5.51 | 5.51 | 5.51 | 5.51
Power | BY | 5.51 | 5.51 | 5.51 | 5.51 | 5.51 | 5.51 | 5.51 | 5.51 | 5.51 | 5.51 | 5.51 | 5.51 | 5.51 | 5.51 | 5.51 | 5.51 | 5.51 | 5.51 | 5.51 | 5.51 | 5.51 | 5.51 | 5.51 | 5.51 | 5.51 | 5.51 | 5.51 | 5.51 | 5.51 | 5.51 | 5.51 | 5.51 | 5.51 | 5.51 | 5.51 | 5.51 | 5.51 | 5.51
Power | NONEU_Balkan | 5.51 | 5.51 | 5.51 | 5.51 | 5.51 | 5.51 | 5.51 | 5.51 | 5.51 | 5.51 | 5.51 | 5.51 | 5.51 | 5.51 | 5.51 | 5.51 | 5.51 | 5.51 | 5.51 | 5.51 | 5.51 | 5.51 | 5.51 | 5.51 | 5.51 | 5.51 | 5.51 | 5.51 | 5.51 | 5.51 | 5.51 | 5.51 | 5.51 | 5.51 | 5.51 | 5.51 | 5.51 | 5.51
Power | TR | 5.51 | 5.51 | 5.51 | 5.51 | 5.51 | 5.51 | 5.51 | 5.51 | 5.51 | 5.51 | 5.51 | 5.51 | 5.51 | 5.51 | 5.51 | 5.51 | 5.51 | 5.51 | 5.51 | 5.51 | 5.51 | 5.51 | 5.51 | 5.51 | 5.51 | 5.51 | 5.51 | 5.51 | 5.51 | 5.51 | 5.51 | 5.51 | 5.51 | 5.51 | 5.51 | 5.51 | 5.51 | 5.51

## Par_GrowthRateTradeCapacity
GrowthRateTradeCapacity{y in YEAR, f in FUEL, r in REGION1, rr in REGION2}
Defines by how much the trade capacity between two regions can grow
Unit: Factor
|  |  | AL | AT | BA | BE | BG | CH | CZ | DE | DK | ES | FI | FR | GR | HR | HU | IE | IT | LU | ME | MK | NL | NO | PL | PT | RO | RS | SE | SI | SK | UK | EE | LT | LV | UA | RU | BY
2018 | Power | AL | 2 | 2 | 2 | 2 | 2 | 2 | 2 | 2 | 2 | 2 | 2 | 2 | 2 | 2 | 2 | 2 | 2 | 2 | 2 | 2 | 2 | 2 | 2 | 2 | 2 | 2 | 2 | 2 | 2 | 2 | 2 | 2 | 2 | 2 | 2 | 2
2018 | Power | AT | 2 | 2 | 2 | 2 | 2 | 2 | 2 | 2 | 2 | 2 | 2 | 2 | 2 | 2 | 2 | 2 | 2 | 2 | 2 | 2 | 2 | 2 | 2 | 2 | 2 | 2 | 2 | 2 | 2 | 2 | 2 | 2 | 2 | 2 | 2 | 2
2018 | Power | BA | 2 | 2 | 2 | 2 | 2 | 2 | 2 | 2 | 2 | 2 | 2 | 2 | 2 | 2 | 2 | 2 | 2 | 2 | 2 | 2 | 2 | 2 | 2 | 2 | 2 | 2 | 2 | 2 | 2 | 2 | 2 | 2 | 2 | 2 | 2 | 2
2018 | Power | BE | 2 | 2 | 2 | 2 | 2 | 2 | 2 | 2 | 2 | 2 | 2 | 2 | 2 | 2 | 2 | 2 | 2 | 2 | 2 | 2 | 2 | 2 | 2 | 2 | 2 | 2 | 2 | 2 | 2 | 2 | 2 | 2 | 2 | 2 | 2 | 2
2018 | Power | BG | 2 | 2 | 2 | 2 | 2 | 2 | 2 | 2 | 2 | 2 | 2 | 2 | 2 | 2 | 2 | 2 | 2 | 2 | 2 | 2 | 2 | 2 | 2 | 2 | 2 | 2 | 2 | 2 | 2 | 2 | 2 | 2 | 2 | 2 | 2 | 2
2018 | Power | CH | 2 | 2 | 2 | 2 | 2 | 2 | 2 | 2 | 2 | 2 | 2 | 2 | 2 | 2 | 2 | 2 | 2 | 2 | 2 | 2 | 2 | 2 | 2 | 2 | 2 | 2 | 2 | 2 | 2 | 2 | 2 | 2 | 2 | 2 | 2 | 2
2018 | Power | CZ | 2 | 2 | 2 | 2 | 2 | 2 | 2 | 2 | 2 | 2 | 2 | 2 | 2 | 2 | 2 | 2 | 2 | 2 | 2 | 2 | 2 | 2 | 2 | 2 | 2 | 2 | 2 | 2 | 2 | 2 | 2 | 2 | 2 | 2 | 2 | 2
2018 | Power | DE | 2 | 2 | 2 | 2 | 2 | 2 | 2 | 2 | 2 | 2 | 2 | 2 | 2 | 2 | 2 | 2 | 2 | 2 | 2 | 2 | 2 | 2 | 2 | 2 | 2 | 2 | 2 | 2 | 2 | 2 | 2 | 2 | 2 | 2 | 2 | 2
2018 | Power | DK | 2 | 2 | 2 | 2 | 2 | 2 | 2 | 2 | 2 | 2 | 2 | 2 | 2 | 2 | 2 | 2 | 2 | 2 | 2 | 2 | 2 | 2 | 2 | 2 | 2 | 2 | 2 | 2 | 2 | 2 | 2 | 2 | 2 | 2 | 2 | 2
2018 | Power | ES | 2 | 2 | 2 | 2 | 2 | 2 | 2 | 2 | 2 | 2 | 2 | 2 | 2 | 2 | 2 | 2 | 2 | 2 | 2 | 2 | 2 | 2 | 2 | 2 | 2 | 2 | 2 | 2 | 2 | 2 | 2 | 2 | 2 | 2 | 2 | 2
2018 | Power | FI | 2 | 2 | 2 | 2 | 2 | 2 | 2 | 2 | 2 | 2 | 2 | 2 | 2 | 2 | 2 | 2 | 2 | 2 | 2 | 2 | 2 | 2 | 2 | 2 | 2 | 2 | 2 | 2 | 2 | 2 | 2 | 2 | 2 | 2 | 2 | 2
2018 | Power | FR | 2 | 2 | 2 | 2 | 2 | 2 | 2 | 2 | 2 | 2 | 2 | 2 | 2 | 2 | 2 | 2 | 2 | 2 | 2 | 2 | 2 | 2 | 2 | 2 | 2 | 2 | 2 | 2 | 2 | 2 | 2 | 2 | 2 | 2 | 2 | 2
2018 | Power | GR | 2 | 2 | 2 | 2 | 2 | 2 | 2 | 2 | 2 | 2 | 2 | 2 | 2 | 2 | 2 | 2 | 2 | 2 | 2 | 2 | 2 | 2 | 2 | 2 | 2 | 2 | 2 | 2 | 2 | 2 | 2 | 2 | 2 | 2 | 2 | 2
2018 | Power | HR | 2 | 2 | 2 | 2 | 2 | 2 | 2 | 2 | 2 | 2 | 2 | 2 | 2 | 2 | 2 | 2 | 2 | 2 | 2 | 2 | 2 | 2 | 2 | 2 | 2 | 2 | 2 | 2 | 2 | 2 | 2 | 2 | 2 | 2 | 2 | 2
2018 | Power | HU | 2 | 2 | 2 | 2 | 2 | 2 | 2 | 2 | 2 | 2 | 2 | 2 | 2 | 2 | 2 | 2 | 2 | 2 | 2 | 2 | 2 | 2 | 2 | 2 | 2 | 2 | 2 | 2 | 2 | 2 | 2 | 2 | 2 | 2 | 2 | 2
2018 | Power | IE | 2 | 2 | 2 | 2 | 2 | 2 | 2 | 2 | 2 | 2 | 2 | 2 | 2 | 2 | 2 | 2 | 2 | 2 | 2 | 2 | 2 | 2 | 2 | 2 | 2 | 2 | 2 | 2 | 2 | 2 | 2 | 2 | 2 | 2 | 2 | 2
2018 | Power | IT | 2 | 2 | 2 | 2 | 2 | 2 | 2 | 2 | 2 | 2 | 2 | 2 | 2 | 2 | 2 | 2 | 2 | 2 | 2 | 2 | 2 | 2 | 2 | 2 | 2 | 2 | 2 | 2 | 2 | 2 | 2 | 2 | 2 | 2 | 2 | 2
2018 | Power | LU | 2 | 2 | 2 | 2 | 2 | 2 | 2 | 2 | 2 | 2 | 2 | 2 | 2 | 2 | 2 | 2 | 2 | 2 | 2 | 2 | 2 | 2 | 2 | 2 | 2 | 2 | 2 | 2 | 2 | 2 | 2 | 2 | 2 | 2 | 2 | 2
2018 | Power | ME | 2 | 2 | 2 | 2 | 2 | 2 | 2 | 2 | 2 | 2 | 2 | 2 | 2 | 2 | 2 | 2 | 2 | 2 | 2 | 2 | 2 | 2 | 2 | 2 | 2 | 2 | 2 | 2 | 2 | 2 | 2 | 2 | 2 | 2 | 2 | 2
2018 | Power | MK | 2 | 2 | 2 | 2 | 2 | 2 | 2 | 2 | 2 | 2 | 2 | 2 | 2 | 2 | 2 | 2 | 2 | 2 | 2 | 2 | 2 | 2 | 2 | 2 | 2 | 2 | 2 | 2 | 2 | 2 | 2 | 2 | 2 | 2 | 2 | 2
2018 | Power | NL | 2 | 2 | 2 | 2 | 2 | 2 | 2 | 2 | 2 | 2 | 2 | 2 | 2 | 2 | 2 | 2 | 2 | 2 | 2 | 2 | 2 | 2 | 2 | 2 | 2 | 2 | 2 | 2 | 2 | 2 | 2 | 2 | 2 | 2 | 2 | 2
2018 | Power | NO | 2 | 2 | 2 | 2 | 2 | 2 | 2 | 2 | 2 | 2 | 2 | 2 | 2 | 2 | 2 | 2 | 2 | 2 | 2 | 2 | 2 | 2 | 2 | 2 | 2 | 2 | 2 | 2 | 2 | 2 | 2 | 2 | 2 | 2 | 2 | 2
2018 | Power | PL | 2 | 2 | 2 | 2 | 2 | 2 | 2 | 2 | 2 | 2 | 2 | 2 | 2 | 2 | 2 | 2 | 2 | 2 | 2 | 2 | 2 | 2 | 2 | 2 | 2 | 2 | 2 | 2 | 2 | 2 | 2 | 2 | 2 | 2 | 2 | 2
2018 | Power | PT | 2 | 2 | 2 | 2 | 2 | 2 | 2 | 2 | 2 | 2 | 2 | 2 | 2 | 2 | 2 | 2 | 2 | 2 | 2 | 2 | 2 | 2 | 2 | 2 | 2 | 2 | 2 | 2 | 2 | 2 | 2 | 2 | 2 | 2 | 2 | 2
2018 | Power | RO | 2 | 2 | 2 | 2 | 2 | 2 | 2 | 2 | 2 | 2 | 2 | 2 | 2 | 2 | 2 | 2 | 2 | 2 | 2 | 2 | 2 | 2 | 2 | 2 | 2 | 2 | 2 | 2 | 2 | 2 | 2 | 2 | 2 | 2 | 2 | 2
2018 | Power | RS | 2 | 2 | 2 | 2 | 2 | 2 | 2 | 2 | 2 | 2 | 2 | 2 | 2 | 2 | 2 | 2 | 2 | 2 | 2 | 2 | 2 | 2 | 2 | 2 | 2 | 2 | 2 | 2 | 2 | 2 | 2 | 2 | 2 | 2 | 2 | 2
2018 | Power | SE | 2 | 2 | 2 | 2 | 2 | 2 | 2 | 2 | 2 | 2 | 2 | 2 | 2 | 2 | 2 | 2 | 2 | 2 | 2 | 2 | 2 | 2 | 2 | 2 | 2 | 2 | 2 | 2 | 2 | 2 | 2 | 2 | 2 | 2 | 2 | 2
2018 | Power | SI | 2 | 2 | 2 | 2 | 2 | 2 | 2 | 2 | 2 | 2 | 2 | 2 | 2 | 2 | 2 | 2 | 2 | 2 | 2 | 2 | 2 | 2 | 2 | 2 | 2 | 2 | 2 | 2 | 2 | 2 | 2 | 2 | 2 | 2 | 2 | 2
2018 | Power | SK | 2 | 2 | 2 | 2 | 2 | 2 | 2 | 2 | 2 | 2 | 2 | 2 | 2 | 2 | 2 | 2 | 2 | 2 | 2 | 2 | 2 | 2 | 2 | 2 | 2 | 2 | 2 | 2 | 2 | 2 | 2 | 2 | 2 | 2 | 2 | 2
2018 | Power | UK | 2 | 2 | 2 | 2 | 2 | 2 | 2 | 2 | 2 | 2 | 2 | 2 | 2 | 2 | 2 | 2 | 2 | 2 | 2 | 2 | 2 | 2 | 2 | 2 | 2 | 2 | 2 | 2 | 2 | 2 | 2 | 2 | 2 | 2 | 2 | 2
2018 | Power | EE | 2 | 2 | 2 | 2 | 2 | 2 | 2 | 2 | 2 | 2 | 2 | 2 | 2 | 2 | 2 | 2 | 2 | 2 | 2 | 2 | 2 | 2 | 2 | 2 | 2 | 2 | 2 | 2 | 2 | 2 | 2 | 2 | 2 | 2 | 2 | 2
2018 | Power | LT | 2 | 2 | 2 | 2 | 2 | 2 | 2 | 2 | 2 | 2 | 2 | 2 | 2 | 2 | 2 | 2 | 2 | 2 | 2 | 2 | 2 | 2 | 2 | 2 | 2 | 2 | 2 | 2 | 2 | 2 | 2 | 2 | 2 | 2 | 2 | 2
2018 | Power | LV | 2 | 2 | 2 | 2 | 2 | 2 | 2 | 2 | 2 | 2 | 2 | 2 | 2 | 2 | 2 | 2 | 2 | 2 | 2 | 2 | 2 | 2 | 2 | 2 | 2 | 2 | 2 | 2 | 2 | 2 | 2 | 2 | 2 | 2 | 2 | 2
2018 | Power | UA | 2 | 2 | 2 | 2 | 2 | 2 | 2 | 2 | 2 | 2 | 2 | 2 | 2 | 2 | 2 | 2 | 2 | 2 | 2 | 2 | 2 | 2 | 2 | 2 | 2 | 2 | 2 | 2 | 2 | 2 | 2 | 2 | 2 | 2 | 2 | 2
2018 | Power | RU | 2 | 2 | 2 | 2 | 2 | 2 | 2 | 2 | 2 | 2 | 2 | 2 | 2 | 2 | 2 | 2 | 2 | 2 | 2 | 2 | 2 | 2 | 2 | 2 | 2 | 2 | 2 | 2 | 2 | 2 | 2 | 2 | 2 | 2 | 2 | 2
2018 | Power | BY | 2 | 2 | 2 | 2 | 2 | 2 | 2 | 2 | 2 | 2 | 2 | 2 | 2 | 2 | 2 | 2 | 2 | 2 | 2 | 2 | 2 | 2 | 2 | 2 | 2 | 2 | 2 | 2 | 2 | 2 | 2 | 2 | 2 | 2 | 2 | 2

## Par_AnnualExogenousEmission
AnnualExogenousEmission{r in REGION, e in EMISSION, y in YEAR)
Amount of external Emissions for a year in a certain region.
Unit: Megatonnes
Region | Emission | 2018 | 2020 | 2025 | 2030 | 2035 | 2040 | 2045 | 2050

## Par_AnnualEmissionLimit
AnnualEmissionLimit{e in EMISSION, y in YEAR}
Limits the maximum amount of Emissions in a year.
Unit: Megatonnes
| 2018 | 2020 | 2025 | 2030 | 2035 | 2040 | 2045 | 2050
CO2 | 99999 | 99999 | 99999 | 99999 | 99999 | 99999 | 99999 | 99999

## Par_AnnualSectoralEmissionLimit
AnnualSectoralEmissionLimit{e in EMISSION, se in SECTOR, y in YEAR}
Limits the maximum amount of Emissions for a specific sector and region in a year.
Unit: Megatonnes
Emission | Sector | 2018 | 2020 | 2025 | 2030 | 2035 | 2040 | 2045 | 2050
CO2 | Power | 999999 | 999999 | 999999 | 999999 | 999999 | 999999 | 999999 | 999999
CO2 | Industry | 999999 | 999999 | 999999 | 999999 | 999999 | 999999 | 999999 | 999999
CO2 | Buildings | 999999 | 999999 | 999999 | 999999 | 999999 | 999999 | 999999 | 999999
CO2 | Transportation | 999999 | 999999 | 999999 | 999999 | 999999 | 999999 | 999999 | 999999
CO2 | Resources | 999999 | 999999 | 999999 | 999999 | 999999 | 999999 | 999999 | 999999
CO2 | Storages | 999999 | 999999 | 999999 | 999999 | 999999 | 999999 | 999999 | 999999
CO2 | Transformation | 999999 | 999999 | 999999 | 999999 | 999999 | 999999 | 999999 | 999999
CO2 | CHP | 999999 | 999999 | 999999 | 999999 | 999999 | 999999 | 999999 | 999999

## Par_RegionalAnnualEmissionLimit
RegionalAnnualEmissionLimit{r in REGION, e in EMISSION, y in YEAR}
Limits the maximum amount of Emissions for a certain region in a year.
Unit: Megatonnes
Region | Emission | 2018 | 2020 | 2025 | 2030 | 2035 | 2040 | 2045 | 2050
AL | CO2 | 999999 | 999999 | 999999 | 999999 | 999999 | 999999 | 999999 | 999999
AT | CO2 | 999999 | 999999 | 999999 | 999999 | 999999 | 999999 | 999999 | 999999
BA | CO2 | 999999 | 999999 | 999999 | 999999 | 999999 | 999999 | 999999 | 999999
BE | CO2 | 999999 | 999999 | 999999 | 999999 | 999999 | 999999 | 999999 | 999999
BG | CO2 | 999999 | 999999 | 999999 | 999999 | 999999 | 999999 | 999999 | 999999
CH | CO2 | 999999 | 999999 | 999999 | 999999 | 999999 | 999999 | 999999 | 999999
CZ | CO2 | 999999 | 999999 | 999999 | 999999 | 999999 | 999999 | 999999 | 999999
DE | CO2 | 999999 | 999999 | 999999 | 999999 | 999999 | 999999 | 999999 | 999999
DK | CO2 | 999999 | 999999 | 999999 | 999999 | 999999 | 999999 | 999999 | 999999
ES | CO2 | 999999 | 999999 | 999999 | 999999 | 999999 | 999999 | 999999 | 999999
FI | CO2 | 999999 | 999999 | 999999 | 999999 | 999999 | 999999 | 999999 | 999999
FR | CO2 | 999999 | 999999 | 999999 | 999999 | 999999 | 999999 | 999999 | 999999
GR | CO2 | 999999 | 999999 | 999999 | 999999 | 999999 | 999999 | 999999 | 999999
HR | CO2 | 999999 | 999999 | 999999 | 999999 | 999999 | 999999 | 999999 | 999999
HU | CO2 | 999999 | 999999 | 999999 | 999999 | 999999 | 999999 | 999999 | 999999
IE | CO2 | 999999 | 999999 | 999999 | 999999 | 999999 | 999999 | 999999 | 999999
IT | CO2 | 999999 | 999999 | 999999 | 999999 | 999999 | 999999 | 999999 | 999999
LU | CO2 | 999999 | 999999 | 999999 | 999999 | 999999 | 999999 | 999999 | 999999
ME | CO2 | 999999 | 999999 | 999999 | 999999 | 999999 | 999999 | 999999 | 999999
MK | CO2 | 999999 | 999999 | 999999 | 999999 | 999999 | 999999 | 999999 | 999999
NL | CO2 | 999999 | 999999 | 999999 | 999999 | 999999 | 999999 | 999999 | 999999
NO | CO2 | 999999 | 999999 | 999999 | 999999 | 999999 | 999999 | 999999 | 999999
PL | CO2 | 999999 | 999999 | 999999 | 999999 | 999999 | 999999 | 999999 | 999999
PT | CO2 | 999999 | 999999 | 999999 | 999999 | 999999 | 999999 | 999999 | 999999
RO | CO2 | 999999 | 999999 | 999999 | 999999 | 999999 | 999999 | 999999 | 999999
RS | CO2 | 999999 | 999999 | 999999 | 999999 | 999999 | 999999 | 999999 | 999999
SE | CO2 | 999999 | 999999 | 999999 | 999999 | 999999 | 999999 | 999999 | 999999
SI | CO2 | 999999 | 999999 | 999999 | 999999 | 999999 | 999999 | 999999 | 999999
SK | CO2 | 999999 | 999999 | 999999 | 999999 | 999999 | 999999 | 999999 | 999999
UK | CO2 | 999999 | 999999 | 999999 | 999999 | 999999 | 999999 | 999999 | 999999
EE | CO2 | 999999 | 999999 | 999999 | 999999 | 999999 | 999999 | 999999 | 999999
LT | CO2 | 999999 | 999999 | 999999 | 999999 | 999999 | 999999 | 999999 | 999999
LV | CO2 | 999999 | 999999 | 999999 | 999999 | 999999 | 999999 | 999999 | 999999
UA | CO2 | 999999 | 999999 | 999999 | 999999 | 999999 | 999999 | 999999 | 999999
RU | CO2 | 999999 | 999999 | 999999 | 999999 | 999999 | 999999 | 999999 | 999999
BY | CO2 | 999999 | 999999 | 999999 | 999999 | 999999 | 999999 | 999999 | 999999
TR | CO2 | 999999 | 999999 | 999999 | 999999 | 999999 | 999999 | 999999 | 999999
NONEU_Balkan | CO2 | 999999 | 999999 | 999999 | 999999 | 999999 | 999999 | 999999 | 999999

## Par_EmissionActivityRatio
EmissionActivityRatio{r in REGION, t in TECHNOLOGY, e in EMISSION, m in MODEOFOPERATION, y in YEAR}
Emissions factor per unit of activity.
Unit: Fraction
|  |  |  | 2018 | 2020 | 2025 | 2030 | 2035 | 2040 | 2045 | 2050
World | CHP_Coal_Hardcoal | CO2 | 1 | bar: 2018 to 2050
World | CHP_Coal_Lignite | CO2 | 1 | bar: 2018 to 2050
World | CHP_Gas | CO2 | 1 | bar: 2018 to 2050
World | FRT_Rail_Conv | CO2 | 1 | bar: 2018 to 2050
World | FRT_Road_ICE | CO2 | 1 | bar: 2018 to 2050
World | FRT_Road_ICE | CO2 | 2 | 0 | 0 | 0 | 0 | 0 | 0 | 0 | 0
World | FRT_Road_PHEV | CO2 | 1 | bar: 2018 to 2050
World | FRT_Road_PHEV | CO2 | 2 | 0 | 0 | 0 | 0 | 0 | 0 | 0 | 0
World | FRT_Ship_Conv | CO2 | 1 | bar: 2018 to 2050
World | HHT_Coal_Hardcoal | CO2 | 1 | bar: 2018 to 2050
World | HHT_Coal_Lignite | CO2 | 1 | bar: 2018 to 2050
World | HHT_Gas | CO2 | 1 | bar: 2018 to 2050
World | HHT_Oil | CO2 | 1 | bar: 2018 to 2050
World | HLT_Coal_Hardcoal | CO2 | 1 | bar: 2018 to 2050
World | HLT_Coal_Lignite | CO2 | 1 | bar: 2018 to 2050
World | HLT_Gas | CO2 | 1 | bar: 2018 to 2050
World | HLT_Oil | CO2 | 1 | bar: 2018 to 2050
World | P_Coal_Hardcoal | CO2 | 1 | bar: 2018 to 2050
World | P_Coal_Lignite | CO2 | 1 | bar: 2018 to 2050
World | P_Gas | CO2 | 1 | bar: 2018 to 2050
World | P_Oil | CO2 | 1 | bar: 2018 to 2050
World | PSNG_Air_Conv | CO2 | 1 | bar: 2018 to 2050
World | PSNG_Rail_Conv | CO2 | 1 | bar: 2018 to 2050
World | PSNG_Road_ICE | CO2 | 1 | bar: 2018 to 2050
World | PSNG_Road_ICE | CO2 | 2 | 0 | 0 | 0 | 0 | 0 | 0 | 0 | 0
World | PSNG_Road_PHEV | CO2 | 1 | bar: 2018 to 2050
World | PSNG_Road_PHEV | CO2 | 2 | 0 | 0 | 0 | 0 | 0 | 0 | 0 | 0
World | CHP_Biomass_CCS | CO2 | 1 | -0.7 | -0.7 | -0.7 | -0.7 | -0.7 | -0.7 | -0.7 | -0.7
World | P_Biomass_CCS | CO2 | 1 | -0.7 | -0.7 | -0.7 | -0.7 | -0.7 | -0.7 | -0.7 | -0.7
World | HLR_Gas_Boiler | CO2 | 1 | bar: 2018 to 2050
World | HLR_Gas_CHP | CO2 | 1 | bar: 2018 to 2050
World | HLR_Hardcoal | CO2 | 1 | bar: 2018 to 2050
World | HLR_Lignite | CO2 | 1 | bar: 2018 to 2050
World | HLR_Hardcoal_CHP | CO2 | 1 | bar: 2018 to 2050
World | HLR_Lignite_CHP | CO2 | 1 | bar: 2018 to 2050
World | HLR_Oil_Boiler | CO2 | 1 | bar: 2018 to 2050
World | HLI_Gas_Boiler | CO2 | 1 | bar: 2018 to 2050
World | HLI_Gas_CHP | CO2 | 1 | bar: 2018 to 2050
World | HLI_Hardcoal | CO2 | 1 | bar: 2018 to 2050
World | HLI_Lignite | CO2 | 1 | bar: 2018 to 2050
World | HLI_Hardcoal_CHP | CO2 | 1 | bar: 2018 to 2050
World | HLI_Lignite_CHP | CO2 | 1 | bar: 2018 to 2050
World | HLI_Oil_Boiler | CO2 | 1 | bar: 2018 to 2050
World | HLI_Oil_CHP | CO2 | 1 | bar: 2018 to 2050
World | HMI_Gas | CO2 | 1 | bar: 2018 to 2050
World | HMI_HardCoal | CO2 | 1 | bar: 2018 to 2050
World | HMI_Oil | CO2 | 1 | bar: 2018 to 2050
World | HHI_BF_BOF | CO2 | 1 | bar: 2018 to 2050
World | HHI_BF_BOF | CO2 | 2 | bar: 2018 to 2050
World | HHI_BF_BOF | CO2 | 3 | bar: 2018 to 2050
World | HHI_BF_BOF | CO2 | 4 | bar: 2018 to 2050
World | HHI_DRI_EAF | CO2 | 1 | bar: 2018 to 2050
World | HHI_Bio_BF_BOF | CO2 | 1 | bar: 2018 to 2050
World | HHI_BF_BOF_CCS | CO2 | 1 | 0.12 | 0.093333 | 0.084444 | 0.082222 | 0.081111 | 0.080556 | 0.080278 | 0.08
World | HHI_BF_BOF_CCS | CO2 | 2 | 0.12 | 0.093333 | 0.084444 | 0.082222 | 0.081111 | 0.080556 | 0.080278 | 0.08
World | HHI_BF_BOF_CCS | CO2 | 3 | 0.12 | 0.093333 | 0.084444 | 0.082222 | 0.081111 | 0.080556 | 0.080278 | 0.08
World | HHI_BF_BOF_CCS | CO2 | 4 | 0.12 | 0.093333 | 0.084444 | 0.082222 | 0.081111 | 0.080556 | 0.080278 | 0.08
World | HHI_DRI_EAF_CCS | CO2 | 1 | 0.12 | 0.093333 | 0.084444 | 0.082222 | 0.081111 | 0.080556 | 0.080278 | 0.08
World | HLI_Biomass_CHP_CCS | CO2 | 1 | -0.7 | -0.7 | -0.7 | -0.7 | -0.7 | -0.7 | -0.7 | -0.7
World | HLI_Hardcoal_CHP_CCS | CO2 | 1 | 0.12 | 0.093333 | 0.084444 | 0.082222 | 0.081111 | 0.080556 | 0.080278 | 0.08
World | HLI_Lignite_CHP_CCS | CO2 | 1 | 0.12 | 0.093333 | 0.084444 | 0.082222 | 0.081111 | 0.080556 | 0.080278 | 0.08
World | HLR_Biomass_CHP_CCS | CO2 | 1 | -0.7 | -0.7 | -0.7 | -0.7 | -0.7 | -0.7 | -0.7 | -0.7
World | HLR_Hardcoal_CHP_CCS | CO2 | 1 | 0.12 | 0.093333 | 0.084444 | 0.082222 | 0.081111 | 0.080556 | 0.080278 | 0.08
World | HLR_Lignite_CHP_CCS | CO2 | 1 | 0.12 | 0.093333 | 0.084444 | 0.082222 | 0.081111 | 0.080556 | 0.080278 | 0.08
World | HMI_Gas_CCS | CO2 | 1 | 0.12 | 0.093333 | 0.084444 | 0.082222 | 0.081111 | 0.080556 | 0.080278 | 0.08
World | HMI_HardCoal_CCS | CO2 | 1 | 0.12 | 0.093333 | 0.084444 | 0.082222 | 0.081111 | 0.080556 | 0.080278 | 0.08
World | P_Coal_Hardcoal_CCS | CO2 | 1 | 0.12 | 0.093333 | 0.084444 | 0.082222 | 0.081111 | 0.080556 | 0.080278 | 0.08
World | P_Coal_Lignite_CCS | CO2 | 1 | 0.12 | 0.12 | 0.12 | 0.12 | 0.12 | 0.12 | 0.12 | 0.12
World | P_Gas_CCS | CO2 | 1 | 0.12 | 0.093333 | 0.084444 | 0.082222 | 0.081111 | 0.080556 | 0.080278 | 0.08
World | X_SMR | CO2 | 1 | bar: 2018 to 2050
World | X_SMR_CCS | CO2 | 1 | 0.12 | 0.093333 | 0.084444 | 0.082222 | 0.081111 | 0.080556 | 0.080278 | 0.08
DE | CHP_Coal_Hardcoal | CO2 | 1 | bar: 2018 to 2050
DE | CHP_Coal_Lignite | CO2 | 1 | bar: 2018 to 2050
DE | CHP_Gas | CO2 | 1 | bar: 2018 to 2050
DE | FRT_Rail_Conv | CO2 | 1 | bar: 2018 to 2050
DE | FRT_Road_ICE | CO2 | 1 | bar: 2018 to 2050
DE | FRT_Road_ICE | CO2 | 2 | 0 | 0 | 0 | 0 | 0 | 0 | 0 | 0
DE | FRT_Road_PHEV | CO2 | 1 | bar: 2018 to 2050
DE | FRT_Road_PHEV | CO2 | 2 | 0 | 0 | 0 | 0 | 0 | 0 | 0 | 0
DE | FRT_Ship_Conv | CO2 | 1 | bar: 2018 to 2050
DE | HHT_Coal_Hardcoal | CO2 | 1 | bar: 2018 to 2050
DE | HHT_Coal_Lignite | CO2 | 1 | bar: 2018 to 2050
DE | HHT_Gas | CO2 | 1 | bar: 2018 to 2050
DE | HHT_Oil | CO2 | 1 | bar: 2018 to 2050
DE | HLT_Coal_Hardcoal | CO2 | 1 | bar: 2018 to 2050
DE | HLT_Coal_Lignite | CO2 | 1 | bar: 2018 to 2050
DE | HLT_Gas | CO2 | 1 | bar: 2018 to 2050
DE | HLT_Oil | CO2 | 1 | bar: 2018 to 2050
DE | P_Coal_Hardcoal | CO2 | 1 | bar: 2018 to 2050
DE | P_Coal_Lignite | CO2 | 1 | bar: 2018 to 2050
DE | P_Gas | CO2 | 1 | bar: 2018 to 2050
DE | P_Oil | CO2 | 1 | bar: 2018 to 2050
DE | PSNG_Air_Conv | CO2 | 1 | bar: 2018 to 2050
DE | PSNG_Rail_Conv | CO2 | 1 | bar: 2018 to 2050
DE | PSNG_Road_ICE | CO2 | 1 | bar: 2018 to 2050
DE | PSNG_Road_ICE | CO2 | 2 | 0 | 0 | 0 | 0 | 0 | 0 | 0 | 0
DE | PSNG_Road_PHEV | CO2 | 1 | bar: 2018 to 2050
DE | PSNG_Road_PHEV | CO2 | 2 | 0 | 0 | 0 | 0 | 0 | 0 | 0 | 0
DE | CHP_Biomass_CCS | CO2 | 1 | -0.7 | -0.7 | -0.7 | -0.7 | -0.7 | -0.7 | -0.7 | -0.7
DE | P_Biomass_CCS | CO2 | 1 | -0.7 | -0.7 | -0.7 | -0.7 | -0.7 | -0.7 | -0.7 | -0.7
DE | HLR_Gas_Boiler | CO2 | 1 | bar: 2018 to 2050
DE | HLR_Gas_CHP | CO2 | 1 | bar: 2018 to 2050
DE | HLR_Hardcoal | CO2 | 1 | bar: 2018 to 2050
DE | HLR_Lignite | CO2 | 1 | bar: 2018 to 2050
DE | HLR_Hardcoal_CHP | CO2 | 1 | bar: 2018 to 2050
DE | HLR_Lignite_CHP | CO2 | 1 | bar: 2018 to 2050
DE | HLR_Oil_Boiler | CO2 | 1 | bar: 2018 to 2050
DE | HLI_Gas_Boiler | CO2 | 1 | bar: 2018 to 2050
DE | HLI_Gas_CHP | CO2 | 1 | bar: 2018 to 2050
DE | HLI_Hardcoal | CO2 | 1 | bar: 2018 to 2050
DE | HLI_Lignite | CO2 | 1 | bar: 2018 to 2050
DE | HLI_Hardcoal_CHP | CO2 | 1 | bar: 2018 to 2050
DE | HLI_Lignite_CHP | CO2 | 1 | bar: 2018 to 2050
DE | HLI_Oil_Boiler | CO2 | 1 | bar: 2018 to 2050
DE | HLI_Oil_CHP | CO2 | 1 | bar: 2018 to 2050
DE | HMI_Gas | CO2 | 1 | bar: 2018 to 2050
DE | HMI_HardCoal | CO2 | 1 | bar: 2018 to 2050
DE | HMI_Oil | CO2 | 1 | bar: 2018 to 2050
DE | HHI_BF_BOF | CO2 | 1 | bar: 2018 to 2050
DE | HHI_BF_BOF | CO2 | 2 | bar: 2018 to 2050
DE | HHI_BF_BOF | CO2 | 3 | bar: 2018 to 2050
DE | HHI_BF_BOF | CO2 | 4 | bar: 2018 to 2050
DE | HHI_DRI_EAF | CO2 | 1 | bar: 2018 to 2050
DE | HHI_Bio_BF_BOF | CO2 | 1 | bar: 2018 to 2050
DE | HHI_BF_BOF_CCS | CO2 | 1 | 0.12 | 0.12 | 0.12 | 0.12 | 0.12 | 0.12 | 0.12 | 0.12
DE | HHI_BF_BOF_CCS | CO2 | 2 | 0.12 | 0.12 | 0.12 | 0.12 | 0.12 | 0.12 | 0.12 | 0.12
DE | HHI_BF_BOF_CCS | CO2 | 3 | 0.12 | 0.12 | 0.12 | 0.12 | 0.12 | 0.12 | 0.12 | 0.12
DE | HHI_BF_BOF_CCS | CO2 | 4 | 0.12 | 0.12 | 0.12 | 0.12 | 0.12 | 0.12 | 0.12 | 0.12
DE | HHI_DRI_EAF_CCS | CO2 | 1 | 0.12 | 0.12 | 0.12 | 0.12 | 0.12 | 0.12 | 0.12 | 0.12
DE | HLI_Biomass_CHP_CCS | CO2 | 1 | -0.7 | -0.7 | -0.7 | -0.7 | -0.7 | -0.7 | -0.7 | -0.7
DE | HLI_Hardcoal_CHP_CCS | CO2 | 1 | 0.12 | 0.12 | 0.12 | 0.12 | 0.12 | 0.12 | 0.12 | 0.12
DE | HLI_Lignite_CHP_CCS | CO2 | 1 | 0.12 | 0.12 | 0.12 | 0.12 | 0.12 | 0.12 | 0.12 | 0.12
DE | HLR_Biomass_CHP_CCS | CO2 | 1 | -0.7 | -0.7 | -0.7 | -0.7 | -0.7 | -0.7 | -0.7 | -0.7
DE | HLR_Hardcoal_CHP_CCS | CO2 | 1 | 0.12 | 0.12 | 0.12 | 0.12 | 0.12 | 0.12 | 0.12 | 0.12
DE | HLR_Lignite_CHP_CCS | CO2 | 1 | 0.12 | 0.12 | 0.12 | 0.12 | 0.12 | 0.12 | 0.12 | 0.12
DE | HMI_Gas_CCS | CO2 | 1 | 0.12 | 0.12 | 0.12 | 0.12 | 0.12 | 0.12 | 0.12 | 0.12
DE | HMI_HardCoal_CCS | CO2 | 1 | 0.12 | 0.12 | 0.12 | 0.12 | 0.12 | 0.12 | 0.12 | 0.12
DE | P_Coal_Hardcoal_CCS | CO2 | 1 | 0.12 | 0.12 | 0.12 | 0.12 | 0.12 | 0.12 | 0.12 | 0.12
DE | P_Coal_Lignite_CCS | CO2 | 1 | 0.12 | 0.12 | 0.12 | 0.12 | 0.12 | 0.12 | 0.12 | 0.12
DE | P_Gas_CCS | CO2 | 1 | 0.12 | 0.12 | 0.12 | 0.12 | 0.12 | 0.12 | 0.12 | 0.12
DE | X_SMR | CO2 | 1 | bar: 2018 to 2050
DE | X_SMR_CCS | CO2 | 1 | 0.12 | 0.12 | 0.12 | 0.12 | 0.12 | 0.12 | 0.12 | 0.12
DE | X_DAC | CO2 | 1 | bar: 2018 to 2050
DE | FRT_Road_LNG | CO2 | 1 | bar: 2018 to 2050
DE | FRT_Ship_LNG | CO2 | 1 | bar: 2018 to 2050
DE | PSNG_Road_LNG | CO2 | 1 | bar: 2018 to 2050
DE | X_DAC_LT | CO2 | 1 | bar: 2018 to 2050
DE | X_DAC_HT | CO2 | 1 | bar: 2018 to 2050
DE | Z_ETS_Sell | CO2 | 1 | bar: 2018 to 2050
DE | Z_ETS_Buy | CO2 | 1 | bar: 2018 to 2050
DE | CHP_Biomass_Solid | CO2 | 1 | 0 | 0 | 0 | 0 | 0 | 0 | 0 | 0
DE | CHP_Coal_Hardcoal | CO2 | 1 | bar: 2018 to 2050
DE | CHP_Coal_Lignite | CO2 | 1 | bar: 2018 to 2050
DE | CHP_Gas_CCGT_Natural | CO2 | 1 | bar: 2018 to 2050
DE | CHP_Gas_CCGT_Biogas | CO2 | 1 | 0 | 0 | 0 | 0 | 0 | 0 | 0 | 0
DE | CHP_Gas_CCGT_SynGas | CO2 | 1 | 0 | 0 | 0 | 0 | 0 | 0 | 0 | 0
DE | CHP_Hydrogen_FuelCell | CO2 | 1 | 0 | 0 | 0 | 0 | 0 | 0 | 0 | 0
DE | CHP_Biomass_Solid_CCS | CO2 | 1 | -0.88 | -0.88 | -0.88 | -0.88 | -0.88 | -0.88 | -0.88 | -0.88
DE | CHP_Coal_Hardcoal_CCS | CO2 | 1 | 0.12 | 0.12 | 0.12 | 0.12 | 0.12 | 0.12 | 0.12 | 0.12
DE | CHP_Coal_Lignite_CCS | CO2 | 1 | 0.12 | 0.12 | 0.12 | 0.12 | 0.12 | 0.12 | 0.12 | 0.12
DE | CHP_Gas_CCGT_Natural_CCS | CO2 | 1 | 0.12 | 0.12 | 0.12 | 0.12 | 0.12 | 0.12 | 0.12 | 0.12
DE | CHP_Gas_CCGT_Biogas_CCS | CO2 | 1 | -0.88 | -0.88 | -0.88 | -0.88 | -0.88 | -0.88 | -0.88 | -0.88
DE | CHP_Biomass_Solid | CO2 | 2 | 0 | 0 | 0 | 0 | 0 | 0 | 0 | 0
DE | CHP_Coal_Hardcoal | CO2 | 2 | bar: 2018 to 2050
DE | CHP_Coal_Lignite | CO2 | 2 | bar: 2018 to 2050
DE | CHP_Gas_CCGT_Natural | CO2 | 2 | bar: 2018 to 2050
DE | CHP_Gas_CCGT_Biogas | CO2 | 2 | 0 | 0 | 0 | 0 | 0 | 0 | 0 | 0
DE | CHP_Gas_CCGT_SynGas | CO2 | 2 | 0 | 0 | 0 | 0 | 0 | 0 | 0 | 0
DE | CHP_Hydrogen_FuelCell | CO2 | 2 | 0 | 0 | 0 | 0 | 0 | 0 | 0 | 0
DE | CHP_Biomass_Solid_CCS | CO2 | 2 | -0.88 | -0.88 | -0.88 | -0.88 | -0.88 | -0.88 | -0.88 | -0.88
DE | CHP_Coal_Hardcoal_CCS | CO2 | 2 | 0.12 | 0.12 | 0.12 | 0.12 | 0.12 | 0.12 | 0.12 | 0.12
DE | CHP_Coal_Lignite_CCS | CO2 | 2 | 0.12 | 0.12 | 0.12 | 0.12 | 0.12 | 0.12 | 0.12 | 0.12
DE | CHP_Gas_CCGT_Natural_CCS | CO2 | 2 | 0.12 | 0.12 | 0.12 | 0.12 | 0.12 | 0.12 | 0.12 | 0.12
DE | CHP_Gas_CCGT_Biogas_CCS | CO2 | 2 | -0.88 | -0.88 | -0.88 | -0.88 | -0.88 | -0.88 | -0.88 | -0.88
DE | CHP_Oil | CO2 | 1 | bar: 2018 to 2050
DE | CHP_Oil | CO2 | 2 | bar: 2018 to 2050
DE | P_Gas_CCGT | CO2 | 1 | bar: 2018 to 2050
DE | P_Gas_OCGT | CO2 | 1 | bar: 2018 to 2050
DE | P_Gas_Engines | CO2 | 1 | bar: 2018 to 2050

## Par_EmissionPenaltyTagTech
EmissionPenaltyTagTech{r in REGION, t in TECHNOLOGY, e in EMISSION, y in YEAR}
Tags all technologies which produce emissions.
Unit: Binary
Region | Technology | Emission | 2018 | 2020 | 2025 | 2030 | 2035 | 2040 | 2045 | 2050
World | CHP_Coal_Hardcoal | CO2 | bar: 2018 to 2050
World | CHP_Coal_Lignite | CO2 | bar: 2018 to 2050
World | CHP_Gas | CO2 | bar: 2018 to 2050
World | FRT_Rail_Conv | CO2 | 0 | 0 | 0 | 0 | 0 | 0 | 0 | 0
World | FRT_Road_ICE | CO2 | 0 | 0 | 0 | 0 | 0 | 0 | 0 | 0
World | FRT_Road_PHEV | CO2 | 0 | 0 | 0 | 0 | 0 | 0 | 0 | 0
World | FRT_Ship_Conv | CO2 | 0 | 0 | 0 | 0 | 0 | 0 | 0 | 0
World | P_Coal_Hardcoal | CO2 | bar: 2018 to 2050
World | P_Coal_Lignite | CO2 | bar: 2018 to 2050
World | P_Gas | CO2 | bar: 2018 to 2050
World | P_Oil | CO2 | bar: 2018 to 2050
World | PSNG_Air_Conv | CO2 | bar: 2018 to 2050
World | PSNG_Rail_Conv | CO2 | 0 | 0 | 0 | 0 | 0 | 0 | 0 | 0
World | PSNG_Road_ICE | CO2 | 0 | 0 | 0 | 0 | 0 | 0 | 0 | 0
World | PSNG_Road_PHEV | CO2 | 0 | 0 | 0 | 0 | 0 | 0 | 0 | 0
World | CHP_Biomass_CCS | CO2 | bar: 2018 to 2050
World | P_Biomass_CCS | CO2 | bar: 2018 to 2050
World | HLR_Gas_Boiler | CO2 | bar: 2018 to 2050
World | HLR_Gas_CHP | CO2 | bar: 2018 to 2050
World | HLR_Biomass | CO2 | bar: 2018 to 2050
World | HLR_Biomass_CHP | CO2 | bar: 2018 to 2050
World | HLR_Hardcoal | CO2 | bar: 2018 to 2050
World | HLR_Lignite | CO2 | bar: 2018 to 2050
World | HLR_Hardcoal_CHP | CO2 | bar: 2018 to 2050
World | HLR_Lignite_CHP | CO2 | bar: 2018 to 2050
World | HLR_Direct_Electric | CO2 | bar: 2018 to 2050
World | HLR_Solar_Thermal | CO2 | bar: 2018 to 2050
World | HLR_Heatpump_Aerial | CO2 | bar: 2018 to 2050
World | HLR_Heatpump_Ground | CO2 | bar: 2018 to 2050
World | HLR_Geothermal | CO2 | bar: 2018 to 2050
World | HLR_Oil_Boiler | CO2 | bar: 2018 to 2050
World | HLI_Gas_Boiler | CO2 | bar: 2018 to 2050
World | HLI_Gas_CHP | CO2 | bar: 2018 to 2050
World | HLI_Biomass | CO2 | bar: 2018 to 2050
World | HLI_Biomass_CHP | CO2 | bar: 2018 to 2050
World | HLI_Hardcoal | CO2 | bar: 2018 to 2050
World | HLI_Lignite | CO2 | bar: 2018 to 2050
World | HLI_Hardcoal_CHP | CO2 | bar: 2018 to 2050
World | HLI_Lignite_CHP | CO2 | bar: 2018 to 2050
World | HLI_Direct_Electric | CO2 | bar: 2018 to 2050
World | HLI_Solar_Thermal | CO2 | bar: 2018 to 2050
World | HLI_Fuelcell | CO2 | bar: 2018 to 2050
World | HLI_Geothermal | CO2 | bar: 2018 to 2050
World | HLI_Oil_Boiler | CO2 | bar: 2018 to 2050
World | HLI_Oil_CHP | CO2 | bar: 2018 to 2050
World | HMI_Gas | CO2 | bar: 2018 to 2050
World | HMI_Biomass | CO2 | bar: 2018 to 2050
World | HMI_HardCoal | CO2 | bar: 2018 to 2050
World | HMI_Steam_Electric | CO2 | bar: 2018 to 2050
World | HMI_Oil | CO2 | bar: 2018 to 2050
World | HHI_BF_BOF | CO2 | bar: 2018 to 2050
World | HHI_DRI_EAF | CO2 | bar: 2018 to 2050
World | HHI_Scrap_EAF | CO2 | bar: 2018 to 2050
World | HHI_H2DRI_EAF | CO2 | bar: 2018 to 2050
World | HHI_Molten_Electrolysis | CO2 | bar: 2018 to 2050
World | HHI_Bio_BF_BOF | CO2 | bar: 2018 to 2050
World | HHI_BF_BOF_CCS | CO2 | bar: 2018 to 2050
World | HHI_BF_BOF_CCS | CO2 | bar: 2018 to 2050
World | HHI_BF_BOF_CCS | CO2 | bar: 2018 to 2050
World | HHI_BF_BOF_CCS | CO2 | bar: 2018 to 2050
World | HHI_DRI_EAF_CCS | CO2 | bar: 2018 to 2050
World | HLI_Biomass_CHP_CCS | CO2 | bar: 2018 to 2050
World | HLI_Hardcoal_CHP_CCS | CO2 | bar: 2018 to 2050
World | HLI_Lignite_CHP_CCS | CO2 | bar: 2018 to 2050
World | HLR_Biomass_CHP_CCS | CO2 | bar: 2018 to 2050
World | HLR_Hardcoal_CHP_CCS | CO2 | bar: 2018 to 2050
World | HLR_Lignite_CHP_CCS | CO2 | bar: 2018 to 2050
World | HMI_Gas_CCS | CO2 | bar: 2018 to 2050
World | HMI_HardCoal_CCS | CO2 | bar: 2018 to 2050
World | P_Coal_Hardcoal_CCS | CO2 | bar: 2018 to 2050
World | P_Coal_Lignite_CCS | CO2 | bar: 2018 to 2050
World | P_Gas_CCS | CO2 | bar: 2018 to 2050
World | X_SMR | CO2 | bar: 2018 to 2050
World | X_SMR_CCS | CO2 | bar: 2018 to 2050
DE | CHP_Coal_Hardcoal | CO2 | bar: 2018 to 2050
DE | CHP_Coal_Lignite | CO2 | bar: 2018 to 2050
DE | CHP_Gas | CO2 | bar: 2018 to 2050
DE | FRT_Rail_Conv | CO2 | bar: 2018 to 2050
DE | FRT_Road_ICE | CO2 | bar: 2018 to 2050
DE | FRT_Road_PHEV | CO2 | bar: 2018 to 2050
DE | FRT_Ship_Conv | CO2 | bar: 2018 to 2050
DE | P_Coal_Hardcoal | CO2 | bar: 2018 to 2050
DE | P_Coal_Lignite | CO2 | bar: 2018 to 2050
DE | P_Gas | CO2 | bar: 2018 to 2050
DE | P_Oil | CO2 | bar: 2018 to 2050
DE | PSNG_Air_Conv | CO2 | bar: 2018 to 2050
DE | PSNG_Rail_Conv | CO2 | bar: 2018 to 2050
DE | PSNG_Road_ICE | CO2 | bar: 2018 to 2050
DE | PSNG_Road_PHEV | CO2 | bar: 2018 to 2050
DE | CHP_Biomass_CCS | CO2 | bar: 2018 to 2050
DE | P_Biomass_CCS | CO2 | bar: 2018 to 2050
DE | HLR_Gas_Boiler | CO2 | bar: 2018 to 2050
DE | HLR_Gas_CHP | CO2 | bar: 2018 to 2050
DE | HLR_Biomass | CO2 | bar: 2018 to 2050
DE | HLR_Biomass_CHP | CO2 | bar: 2018 to 2050
DE | HLR_Hardcoal | CO2 | bar: 2018 to 2050
DE | HLR_Lignite | CO2 | bar: 2018 to 2050
DE | HLR_Hardcoal_CHP | CO2 | bar: 2018 to 2050
DE | HLR_Lignite_CHP | CO2 | bar: 2018 to 2050
DE | HLR_Direct_Electric | CO2 | bar: 2018 to 2050
DE | HLR_Solar_Thermal | CO2 | bar: 2018 to 2050
DE | HLR_Heatpump_Aerial | CO2 | bar: 2018 to 2050
DE | HLR_Heatpump_Ground | CO2 | bar: 2018 to 2050
DE | HLR_Geothermal | CO2 | bar: 2018 to 2050
DE | HLR_Oil_Boiler | CO2 | bar: 2018 to 2050
DE | HLI_Gas_Boiler | CO2 | bar: 2018 to 2050
DE | HLI_Gas_CHP | CO2 | bar: 2018 to 2050
DE | HLI_Biomass | CO2 | bar: 2018 to 2050
DE | HLI_Biomass_CHP | CO2 | bar: 2018 to 2050
DE | HLI_Hardcoal | CO2 | bar: 2018 to 2050
DE | HLI_Lignite | CO2 | bar: 2018 to 2050
DE | HLI_Hardcoal_CHP | CO2 | bar: 2018 to 2050
DE | HLI_Lignite_CHP | CO2 | bar: 2018 to 2050
DE | HLI_Direct_Electric | CO2 | bar: 2018 to 2050
DE | HLI_Solar_Thermal | CO2 | bar: 2018 to 2050
DE | HLI_Fuelcell | CO2 | bar: 2018 to 2050
DE | HLI_Geothermal | CO2 | bar: 2018 to 2050
DE | HLI_Oil_Boiler | CO2 | bar: 2018 to 2050
DE | HLI_Oil_CHP | CO2 | bar: 2018 to 2050
DE | HMI_Gas | CO2 | bar: 2018 to 2050
DE | HMI_Biomass | CO2 | bar: 2018 to 2050
DE | HMI_HardCoal | CO2 | bar: 2018 to 2050
DE | HMI_Steam_Electric | CO2 | bar: 2018 to 2050
DE | HMI_Oil | CO2 | bar: 2018 to 2050
DE | HHI_BF_BOF | CO2 | bar: 2018 to 2050
DE | HHI_DRI_EAF | CO2 | bar: 2018 to 2050
DE | HHI_Scrap_EAF | CO2 | bar: 2018 to 2050
DE | HHI_H2DRI_EAF | CO2 | bar: 2018 to 2050
DE | HHI_Molten_Electrolysis | CO2 | bar: 2018 to 2050
DE | HHI_Bio_BF_BOF | CO2 | bar: 2018 to 2050
DE | HHI_BF_BOF_CCS | CO2 | bar: 2018 to 2050
DE | HHI_BF_BOF_CCS | CO2 | bar: 2018 to 2050
DE | HHI_BF_BOF_CCS | CO2 | bar: 2018 to 2050
DE | HHI_BF_BOF_CCS | CO2 | bar: 2018 to 2050
DE | HHI_DRI_EAF_CCS | CO2 | bar: 2018 to 2050
DE | HLI_Biomass_CHP_CCS | CO2 | bar: 2018 to 2050
DE | HLI_Hardcoal_CHP_CCS | CO2 | bar: 2018 to 2050
DE | HLI_Lignite_CHP_CCS | CO2 | bar: 2018 to 2050
DE | HLR_Biomass_CHP_CCS | CO2 | bar: 2018 to 2050
DE | HLR_Hardcoal_CHP_CCS | CO2 | bar: 2018 to 2050
DE | HLR_Lignite_CHP_CCS | CO2 | bar: 2018 to 2050
DE | HMI_Gas_CCS | CO2 | bar: 2018 to 2050
DE | HMI_HardCoal_CCS | CO2 | bar: 2018 to 2050
DE | P_Coal_Hardcoal_CCS | CO2 | bar: 2018 to 2050
DE | P_Coal_Lignite_CCS | CO2 | bar: 2018 to 2050
DE | P_Gas_CCS | CO2 | bar: 2018 to 2050
DE | X_SMR | CO2 | bar: 2018 to 2050
DE | X_SMR_CCS | CO2 | bar: 2018 to 2050
DE | X_DAC | CO2 | bar: 2018 to 2050
DE | FRT_Road_LNG | CO2 | bar: 2018 to 2050
DE | FRT_Ship_LNG | CO2 | bar: 2018 to 2050
DE | PSNG_Road_LNG | CO2 | bar: 2018 to 2050
DE | X_DAC_LT | CO2 | bar: 2018 to 2050
DE | X_DAC_HT | CO2 | bar: 2018 to 2050
DE | CHP_Biomass_Solid | CO2 | bar: 2018 to 2050
DE | CHP_Coal_Hardcoal | CO2 | bar: 2018 to 2050
DE | CHP_Coal_Lignite | CO2 | bar: 2018 to 2050
DE | CHP_Gas_CCGT_Natural | CO2 | bar: 2018 to 2050
DE | CHP_Gas_CCGT_Biogas | CO2 | bar: 2018 to 2050
DE | CHP_Gas_CCGT_SynGas | CO2 | bar: 2018 to 2050
DE | CHP_Hydrogen_FuelCell | CO2 | bar: 2018 to 2050
DE | CHP_Biomass_Solid_CCS | CO2 | bar: 2018 to 2050
DE | CHP_Coal_Hardcoal_CCS | CO2 | bar: 2018 to 2050
DE | CHP_Coal_Lignite_CCS | CO2 | bar: 2018 to 2050
DE | CHP_Gas_CCGT_Natural_CCS | CO2 | bar: 2018 to 2050
DE | CHP_Gas_CCGT_Biogas_CCS | CO2 | bar: 2018 to 2050
DE | CHP_Oil | CO2 | bar: 2018 to 2050
DE | P_Gas_CCGT | CO2 | bar: 2018 to 2050
DE | P_Gas_OCGT | CO2 | bar: 2018 to 2050
DE | P_Gas_Engines | CO2 | bar: 2018 to 2050

## Par_EmissionContentPerFuel
EmissionContentPerFuel{f in FUEL, e in EMISSION}
Emission content per unit of energy per fuel
Unit: Megatonnes/PJ
Hardcoal | CO2 | 0.0946
Lignite | CO2 | 0.101
Gas_Natural | CO2 | 0.0561
Oil | CO2 | 0.0733
Biomass | CO2 | 0.11
Air | CO2 | 1
LNG | CO2 | 0.0561
ETS | CO2 | 1
ETS_Source | CO2 | 1

## Par_EmissionsPenalty
EmissionsPenalty{r in REGION, e in EMISSION, y in YEAR}
Externality cost per unit of emission
Unit: M€/Megatonnes
|  | 2018 | 2020 | 2025 | 2030 | 2035 | 2040 | 2045 | 2050
AT | CO2 | 15.06 | 30 | 325 | 577.8571 | 830.7143 | 1184.7143 | 1492.5404 | 1800
BE | CO2 | 15.06 | 30 | 325 | 577.8571 | 830.7143 | 1184.7143 | 1492.5404 | 1800
BG | CO2 | 15.06 | 30 | 325 | 577.8571 | 830.7143 | 1184.7143 | 1492.5404 | 1800
CH | CO2 | 15.06 | 30 | 325 | 577.8571 | 830.7143 | 1184.7143 | 1492.5404 | 1800
CZ | CO2 | 15.06 | 30 | 325 | 577.8571 | 830.7143 | 1184.7143 | 1492.5404 | 1800
DE | CO2 | 15.06 | 30 | 325 | 577.8571 | 830.7143 | 1184.7143 | 1492.5404 | 1800
DK | CO2 | 15.06 | 30 | 325 | 577.8571 | 830.7143 | 1184.7143 | 1492.5404 | 1800
EE | CO2 | 15.06 | 30 | 325 | 577.8571 | 830.7143 | 1184.7143 | 1492.5404 | 1800
ES | CO2 | 15.06 | 30 | 325 | 577.8571 | 830.7143 | 1184.7143 | 1492.5404 | 1800
FI | CO2 | 15.06 | 30 | 325 | 577.8571 | 830.7143 | 1184.7143 | 1492.5404 | 1800
FR | CO2 | 15.06 | 30 | 325 | 577.8571 | 830.7143 | 1184.7143 | 1492.5404 | 1800
GR | CO2 | 15.06 | 30 | 325 | 577.8571 | 830.7143 | 1184.7143 | 1492.5404 | 1800
HR | CO2 | 15.06 | 30 | 325 | 577.8571 | 830.7143 | 1184.7143 | 1492.5404 | 1800
HU | CO2 | 15.06 | 30 | 325 | 577.8571 | 830.7143 | 1184.7143 | 1492.5404 | 1800
IE | CO2 | 15.06 | 30 | 325 | 577.8571 | 830.7143 | 1184.7143 | 1492.5404 | 1800
IT | CO2 | 15.06 | 30 | 325 | 577.8571 | 830.7143 | 1184.7143 | 1492.5404 | 1800
LT | CO2 | 15.06 | 30 | 325 | 577.8571 | 830.7143 | 1184.7143 | 1492.5404 | 1800
LU | CO2 | 15.06 | 30 | 325 | 577.8571 | 830.7143 | 1184.7143 | 1492.5404 | 1800
LV | CO2 | 15.06 | 30 | 325 | 577.8571 | 830.7143 | 1184.7143 | 1492.5404 | 1800
NL | CO2 | 15.06 | 30 | 325 | 577.8571 | 830.7143 | 1184.7143 | 1492.5404 | 1800
NO | CO2 | 15.06 | 30 | 325 | 577.8571 | 830.7143 | 1184.7143 | 1492.5404 | 1800
PL | CO2 | 15.06 | 30 | 325 | 577.8571 | 830.7143 | 1184.7143 | 1492.5404 | 1800
PT | CO2 | 15.06 | 30 | 325 | 577.8571 | 830.7143 | 1184.7143 | 1492.5404 | 1800
RO | CO2 | 15.06 | 30 | 325 | 577.8571 | 830.7143 | 1184.7143 | 1492.5404 | 1800
SE | CO2 | 15.06 | 30 | 325 | 577.8571 | 830.7143 | 1184.7143 | 1492.5404 | 1800
SI | CO2 | 15.06 | 30 | 325 | 577.8571 | 830.7143 | 1184.7143 | 1492.5404 | 1800
SK | CO2 | 15.06 | 30 | 325 | 577.8571 | 830.7143 | 1184.7143 | 1492.5404 | 1800
TR | CO2 | 15.06 | 30 | 325 | 577.8571 | 830.7143 | 1184.7143 | 1492.5404 | 1800
UK | CO2 | 15.06 | 30 | 325 | 577.8571 | 830.7143 | 1184.7143 | 1492.5404 | 1800
NONEU_Balkan | CO2 | 15.06 | 30 | 325 | 577.8571 | 830.7143 | 1184.7143 | 1492.5404 | 1800

## Par_SpecifiedAnnualDemand
SpecifiedAnnualDemand{r in REGION, f in FUEL, y in YEAR}
The annual demand for each output fuel. Hourly Data parameters distribute this demand over the timesteps.
Unit: PJ/mtkm/mpkm
Region | Fuel | 2018 | 2020 | 2025 | 2030 | 2035 | 2040 | 2045 | 2050
AT | Heat_High_Industrial | 54.6956 | 51.4331 | 47.9774 | 44.1031 | 39.9402 | 35.7717 | 32.0249 | 28.4088
BE | Heat_High_Industrial | 142.6113 | 130.3031 | 117.3692 | 104.8148 | 93.9473 | 84.5078 | 76.0105 | 68.7527
BG | Heat_High_Industrial | 23.3161 | 23.8828 | 24.046 | 23.6654 | 23.111 | 22.8434 | 22.4049 | 22.1519
CH | Heat_High_Industrial | 24.7189 | 24.3389 | 24.0846 | 23.8979 | 23.1035 | 22.2023 | 21.4586 | 21.2435
CZ | Heat_High_Industrial | 92.0157 | 84.5924 | 76.5708 | 68.9204 | 61.5125 | 53.478 | 45.9716 | 39.2939
DE | Heat_High_Industrial | 750.0995 | 715.7732 | 671.4654 | 620.701 | 565.4476 | 507.5953 | 459.4698 | 420.7227
DK | Heat_High_Industrial | 9.0995 | 8.8958 | 8.389 | 7.8889 | 7.4405 | 7.0114 | 6.5898 | 6.3135
EE | Heat_High_Industrial | 1.7582 | 1.397 | 1.112 | 0.96187 | 0.87321 | 0.81849 | 0.78104 | 0.75276
ES | Heat_High_Industrial | 225.072 | 220.5018 | 212.889 | 204.6427 | 195.7716 | 185.7461 | 175.9432 | 168.723
FI | Heat_High_Industrial | 24.5528 | 23.3403 | 21.6768 | 20.0732 | 18.7372 | 17.7334 | 16.8682 | 16.1897
FR | Heat_High_Industrial | 290.4679 | 270.6509 | 240.7394 | 212.3885 | 188.2776 | 167.6697 | 150.6894 | 136.9029
GR | Heat_High_Industrial | 17.3087 | 16.903 | 16.6992 | 16.7745 | 17.1047 | 17.3731 | 17.2988 | 17.1453
HR | Heat_High_Industrial | 10.6909 | 10.6501 | 9.9434 | 9.3392 | 9.0074 | 8.6653 | 8.2914 | 7.9773
HU | Heat_High_Industrial | 38.0481 | 36.2902 | 36.3429 | 35.5234 | 33.0809 | 29.7995 | 26.6225 | 24.1565
IE | Heat_High_Industrial | 14.9443 | 11.989 | 10.5099 | 9.6941 | 9.3557 | 9.1162 | 8.9582 | 9.032
IT | Heat_High_Industrial | 319.1226 | 301.4023 | 279.1885 | 256.1646 | 237.8188 | 221.8125 | 207.8158 | 198.6613
LT | Heat_High_Industrial | 8.7001 | 9.7359 | 9.8416 | 9.5468 | 9.3044 | 9.1704 | 9.0566 | 8.9364
LU | Heat_High_Industrial | 13.5553 | 13.9513 | 14.1682 | 13.6304 | 12.8246 | 11.7196 | 10.5654 | 9.55
LV | Heat_High_Industrial | 7.0417 | 7.0003 | 6.7681 | 6.3801 | 5.9656 | 5.498 | 4.9245 | 4.4937
NL | Heat_High_Industrial | 156.5118 | 152.2072 | 144.6739 | 133.4349 | 118.368 | 105.0639 | 94.3239 | 85.5332
NO | Heat_High_Industrial | 37.6102 | 34.8829 | 33.4528 | 31.7803 | 29.4875 | 27.3825 | 25.5173 | 24.4165
NONEU_Balkan | Heat_High_Industrial | 34.7965 | 34.7572 | 34.5883 | 33.9261 | 33.2009 | 32.5471 | 31.775 | 31.1848
PL | Heat_High_Industrial | 221.4026 | 223.2941 | 217.4428 | 202.4809 | 183.7853 | 163.8954 | 145.2371 | 131.7015
PT | Heat_High_Industrial | 33.2599 | 33.7552 | 32.5611 | 30.3867 | 28.1897 | 26.1034 | 24.119 | 22.7224
RO | Heat_High_Industrial | 98.5841 | 96.306 | 93.4823 | 89.9556 | 86.0564 | 82.3469 | 79.0041 | 75.795
SE | Heat_High_Industrial | 39.1084 | 38.15 | 35.6335 | 32.0161 | 28.5941 | 25.6719 | 23.1454 | 21.1688
SI | Heat_High_Industrial | 12.3419 | 12.328 | 12.268 | 12.0332 | 11.7759 | 11.5441 | 11.2702 | 11.0609
SK | Heat_High_Industrial | 78.5205 | 77.5175 | 74.4941 | 70.1237 | 64.938 | 59.0634 | 52.4223 | 46.4153
TR | Heat_High_Industrial | 205.6022 | 205.3699 | 204.3715 | 200.4588 | 196.1738 | 192.3108 | 187.7491 | 184.2617
UK | Heat_High_Industrial | 298.7568 | 261.2153 | 222.156 | 191.7109 | 164.9356 | 141.6969 | 121.9548 | 105.4246
AT | Heat_Low_Industrial | 8.3076 | 8.1798 | 8.0944 | 8.0316 | 7.7646 | 7.4618 | 7.2118 | 7.1395
BE | Heat_Low_Industrial | 29.4291 | 27.6175 | 27.676 | 28.2913 | 29.2798 | 30.4401 | 31.7927 | 33.7699
BG | Heat_Low_Industrial | 21.829 | 22.796 | 23.26 | 23.6015 | 23.8149 | 23.7818 | 23.8123 | 24.1536
CH | Heat_Low_Industrial | 10.2895 | 9.6757 | 9.0256 | 8.2968 | 7.5137 | 6.7295 | 6.0246 | 5.3443
CZ | Heat_Low_Industrial | 23.5246 | 23.5742 | 23.297 | 23.0365 | 22.8867 | 22.6234 | 22.6224 | 22.9789
DE | Heat_Low_Industrial | 234.6692 | 214.6748 | 204.1908 | 197.2432 | 190.5856 | 182.1511 | 175.735 | 173.2225
DK | Heat_Low_Industrial | 12.2516 | 12.4559 | 12.5006 | 12.5876 | 12.7298 | 13.0778 | 13.5476 | 14.3913
EE | Heat_Low_Industrial | 1.3806 | 1.4257 | 1.4245 | 1.3991 | 1.378 | 1.3417 | 1.3188 | 1.3218
ES | Heat_Low_Industrial | 12.2354 | 11.6259 | 11.0863 | 10.6264 | 10.1734 | 9.6282 | 9.1473 | 8.971
FI | Heat_Low_Industrial | 39.3894 | 38.8145 | 37.8009 | 36.8714 | 35.881 | 34.1147 | 32.3787 | 31.3076
FR | Heat_Low_Industrial | 39.6015 | 38.1701 | 36.7685 | 35.7394 | 35.5345 | 36.231 | 37.3865 | 39.4511
GR | Heat_Low_Industrial | 7.3659 | 7.2551 | 7.1695 | 7.1661 | 7.3813 | 7.6359 | 7.8507 | 8.2469
HR | Heat_Low_Industrial | 4.6947 | 4.6647 | 4.4609 | 4.3011 | 4.1616 | 3.9264 | 3.7399 | 3.6917
HU | Heat_Low_Industrial | 21.67 | 18.3001 | 18.3316 | 18.859 | 19.397 | 19.7439 | 20.0394 | 20.7477
IE | Heat_Low_Industrial | 5.9049 | 5.8882 | 5.7574 | 5.6545 | 5.6738 | 5.7053 | 5.7855 | 6.0201
IT | Heat_Low_Industrial | 100.886 | 90.2971 | 87.9579 | 87.3552 | 89.02 | 90.5324 | 92.1793 | 95.8596
LT | Heat_Low_Industrial | 10.2655 | 10.0909 | 9.4411 | 8.6695 | 8.118 | 7.8836 | 7.8456 | 7.8678
LU | Heat_Low_Industrial | 0.27742 | 0.3012 | 0.30802 | 0.30968 | 0.31155 | 0.31522 | 0.31874 | 0.32393
LV | Heat_Low_Industrial | 1.678 | 1.7367 | 1.665 | 1.5828 | 1.5027 | 1.4551 | 1.4085 | 1.3709
NL | Heat_Low_Industrial | 58.4239 | 58.6122 | 58.352 | 57.7216 | 56.814 | 56.2634 | 56.6704 | 59.1015
NO | Heat_Low_Industrial | 68.4 | 66.7238 | 62.3225 | 55.9958 | 50.0106 | 44.8998 | 40.4809 | 37.024
NONEU_Balkan | Heat_Low_Industrial | 7.815 | 7.8912 | 7.9082 | 7.9164 | 7.7473 | 7.1796 | 6.6943 | 6.5111
PL | Heat_Low_Industrial | 71.662 | 73.1159 | 74.5553 | 75.2395 | 75.7104 | 75.3476 | 75.0005 | 75.6577
PT | Heat_Low_Industrial | 13.1179 | 12.6777 | 12.3638 | 12.0622 | 11.7685 | 11.3213 | 10.9083 | 10.6851
RO | Heat_Low_Industrial | 12.9238 | 13.2559 | 13.2662 | 13.2346 | 13.0369 | 12.7214 | 12.5304 | 12.5919
SE | Heat_Low_Industrial | 18.0233 | 16.7163 | 16.031 | 15.2296 | 14.1308 | 13.1221 | 12.2283 | 11.7007
SI | Heat_Low_Industrial | 2.5008 | 2.5251 | 2.5306 | 2.5332 | 2.4791 | 2.2974 | 2.1421 | 2.0835
SK | Heat_Low_Industrial | 5.6609 | 5.3378 | 5.6241 | 5.9756 | 6.1991 | 6.1936 | 6.1516 | 6.1332
TR | Heat_Low_Industrial | 36.0122 | 36.3631 | 36.4414 | 36.4793 | 35.7001 | 33.0843 | 30.8478 | 30.0035
UK | Heat_Low_Industrial | 231.0426 | 215.823 | 203.3345 | 194.745 | 189.0094 | 184.1026 | 180.0636 | 178.6035
AT | Heat_Low_Residential | 322.2657 | 311.1424 | 290.6708 | 266.7983 | 245.2352 | 224.7577 | 207.9727 | 194.2643
BE | Heat_Low_Residential | 383.9213 | 364.2241 | 330.6147 | 299.1433 | 280.9471 | 262.794 | 238.0956 | 215.3295
BG | Heat_Low_Residential | 102.0167 | 97.2687 | 89.7158 | 83.7193 | 79.2867 | 73.8347 | 68.6708 | 64.1904
CH | Heat_Low_Residential | 237.8578 | 229.6479 | 214.5382 | 196.9184 | 181.0031 | 165.8891 | 153.5005 | 143.3825
CZ | Heat_Low_Residential | 315.7946 | 313.1629 | 298.7349 | 278.9154 | 266.5879 | 252.8954 | 233.6975 | 214.8541
DE | Heat_Low_Residential | 2477.6424 | 2254.4305 | 2041.0415 | 1868.1566 | 1674.447 | 1588.6523 | 1498.1991 | 1399.7116
DK | Heat_Low_Residential | 181.7868 | 174.1443 | 162.5985 | 152.1598 | 146.5197 | 141.0689 | 135.5574 | 130.0124
EE | Heat_Low_Residential | 50.9697 | 49.0403 | 46.36 | 43.4516 | 40.9347 | 37.8807 | 34.8459 | 31.9988
ES | Heat_Low_Residential | 531.094 | 526.411 | 510.3172 | 490.7663 | 479.973 | 465.6869 | 441.3308 | 416.6654
FI | Heat_Low_Residential | 318.6631 | 309.8779 | 297.6545 | 285.0311 | 277.2363 | 268.9242 | 259.5215 | 249.7003
FR | Heat_Low_Residential | 1567.1257 | 1522.7522 | 1431.0971 | 1338.3495 | 1274.3723 | 1212.6822 | 1128.4346 | 1053.5547
GR | Heat_Low_Residential | 139.9563 | 136.6466 | 127.5208 | 119.3246 | 114.0647 | 108.5126 | 102.4246 | 96.9905
HR | Heat_Low_Residential | 62.8393 | 62.6396 | 60.3189 | 57.5376 | 56.8985 | 55.5767 | 53.9027 | 52.5671
HU | Heat_Low_Residential | 205.7419 | 200.3399 | 185.5497 | 170.6375 | 164.9322 | 156.1691 | 147.4976 | 139.6058
IE | Heat_Low_Residential | 137.4817 | 131.3431 | 122.72 | 114.3172 | 109.4602 | 104.7503 | 100.119 | 94.8258
IT | Heat_Low_Residential | 1763.37 | 1682.2286 | 1565.335 | 1460.8529 | 1415.453 | 1353.6676 | 1303.7543 | 1240.6583
LT | Heat_Low_Residential | 64.8574 | 62.3914 | 59.2944 | 56.4824 | 54.7795 | 52.2843 | 49.7957 | 47.3943
LU | Heat_Low_Residential | 33.9955 | 33.9471 | 32.7512 | 31.5436 | 30.8283 | 29.9402 | 28.6156 | 26.9391
LV | Heat_Low_Residential | 59.749 | 57.4787 | 54.1468 | 50.8124 | 48.5968 | 45.6418 | 42.8293 | 40.2154
NL | Heat_Low_Residential | 507.505 | 483.8081 | 448.3642 | 414.9388 | 395.7463 | 368.8975 | 341.6562 | 317.1445
NO | Heat_Low_Residential | 194.5351 | 187.8206 | 175.4629 | 161.0523 | 148.0358 | 135.6746 | 125.5424 | 117.2673
NONEU_Balkan | Heat_Low_Residential | 92.2348 | 89.3868 | 85.4088 | 81.3312 | 78.9967 | 76.5399 | 73.4302 | 70.3897
PL | Heat_Low_Residential | 746.2532 | 708.4629 | 668.5654 | 623.7089 | 590.733 | 547.7958 | 506.9574 | 466.9817
PT | Heat_Low_Residential | 72.1856 | 71.4002 | 69.3732 | 67.4445 | 67.5378 | 67.5135 | 67.3013 | 66.9944
RO | Heat_Low_Residential | 294.3775 | 284.9125 | 270.5776 | 253.7947 | 239.4718 | 223.1229 | 205.5743 | 191.428
SE | Heat_Low_Residential | 292.8167 | 283.8729 | 271.3758 | 258.058 | 250.3298 | 242.7442 | 234.7685 | 226.9984
SI | Heat_Low_Residential | 39.7612 | 39.7647 | 38.695 | 37.2699 | 37.2564 | 36.9771 | 36.1345 | 35.3089
SK | Heat_Low_Residential | 136.9336 | 132.7054 | 126.7996 | 120.7459 | 117.2801 | 113.6327 | 109.0159 | 104.502
TR | Heat_Low_Residential | 1634.4825 | 1584.0129 | 1513.5195 | 1441.2605 | 1399.8919 | 1356.3552 | 1301.2483 | 1247.3686
UK | Heat_Low_Residential | 887.3 | 856.6741 | 800.3092 | 734.5806 | 675.2104 | 618.8295 | 572.6151 | 534.8713
AT | Heat_Medium_Industrial | 59.0215 | 57.8104 | 56.6124 | 55.172 | 53.7928 | 52.6332 | 51.8803 | 50.9835
BE | Heat_Medium_Industrial | 86.3633 | 95.4599 | 92.9935 | 89.6886 | 85.9765 | 81.8829 | 77.5713 | 72.1396
BG | Heat_Medium_Industrial | 20.3806 | 20.0638 | 19.5274 | 18.8153 | 18.0464 | 17.3002 | 16.6008 | 15.8721
CH | Heat_Medium_Industrial | 29.9762 | 29.3611 | 28.7526 | 28.0211 | 27.3206 | 26.7316 | 26.3493 | 25.8938
CZ | Heat_Medium_Industrial | 54.9237 | 53.9728 | 53.1187 | 52.5418 | 52.0246 | 51.5574 | 51.6315 | 51.6267
DE | Heat_Medium_Industrial | 514.1795 | 499.4518 | 482.7329 | 463.2352 | 442.0677 | 418.9006 | 397.7517 | 376.0324
DK | Heat_Medium_Industrial | 28.7324 | 27.8892 | 27.0037 | 26.1852 | 25.6308 | 25.4683 | 25.6953 | 26.4109
EE | Heat_Medium_Industrial | 8.2098 | 8.2468 | 8.1563 | 8.041 | 8.0122 | 8.0346 | 8.0734 | 8.1931
ES | Heat_Medium_Industrial | 237.7437 | 226.3571 | 218.9108 | 210.7429 | 201.2704 | 192.3945 | 183.9022 | 177.3216
FI | Heat_Medium_Industrial | 196.8704 | 194.1625 | 188.9034 | 182.6367 | 177.3491 | 173.3308 | 169.6438 | 166.6111
FR | Heat_Medium_Industrial | 220.1436 | 230.1317 | 221.0308 | 210.9292 | 202.1239 | 195.5819 | 189.6082 | 184.9674
GR | Heat_Medium_Industrial | 21.9427 | 20.4111 | 18.9814 | 17.7134 | 16.7311 | 15.8211 | 14.8923 | 14.0925
HR | Heat_Medium_Industrial | 13.9877 | 13.4693 | 12.6232 | 11.6122 | 10.6863 | 10.0776 | 9.6158 | 9.3478
HU | Heat_Medium_Industrial | 17.8268 | 17.1166 | 17.0069 | 16.7518 | 16.3117 | 15.7706 | 15.1701 | 14.6027
IE | Heat_Medium_Industrial | 33.9828 | 33.2731 | 32.5321 | 32.2751 | 32.7602 | 33.2159 | 33.6821 | 34.8886
IT | Heat_Medium_Industrial | 171.3565 | 162.7216 | 154.471 | 145.4205 | 136.7448 | 130.1161 | 125.1721 | 121.5507
LT | Heat_Medium_Industrial | 8.9035 | 8.6007 | 8.1117 | 7.5154 | 6.9662 | 6.5977 | 6.3734 | 6.2629
LU | Heat_Medium_Industrial | 3.8537 | 3.7806 | 3.672 | 3.5787 | 3.5866 | 3.749 | 4.0031 | 4.292
LV | Heat_Medium_Industrial | 16.3077 | 16.7045 | 17.2574 | 17.3796 | 17.213 | 17.4036 | 17.4401 | 17.5751
NL | Heat_Medium_Industrial | 88.4621 | 92.0194 | 89.6418 | 86.1132 | 82.2742 | 78.534 | 75.042 | 71.261
NO | Heat_Medium_Industrial | 29.0908 | 29.44 | 29.3258 | 29.0304 | 28.7464 | 28.6914 | 28.8878 | 29.4001
NONEU_Balkan | Heat_Medium_Industrial | 12.2608 | 12.2214 | 12.3753 | 12.2905 | 12.1958 | 12.2628 | 12.4623 | 12.8581
PL | Heat_Medium_Industrial | 181.8322 | 180.3667 | 179.6676 | 177.1292 | 174.4074 | 171.8482 | 169.6827 | 168.3409
PT | Heat_Medium_Industrial | 63.3381 | 61.5003 | 59.1702 | 56.5778 | 53.1862 | 49.8363 | 46.8208 | 44.0009
RO | Heat_Medium_Industrial | 37.1779 | 37.0748 | 36.2837 | 34.9543 | 33.4616 | 31.9472 | 30.5826 | 29.0274
SE | Heat_Medium_Industrial | 213.1277 | 215.6863 | 214.8493 | 212.685 | 210.6048 | 210.2015 | 211.6405 | 215.3938
SI | Heat_Medium_Industrial | 12.1794 | 12.1402 | 12.2931 | 12.2089 | 12.1148 | 12.1814 | 12.3796 | 12.7728
SK | Heat_Medium_Industrial | 22.8341 | 23.5056 | 23.55 | 23.1571 | 22.5081 | 21.545 | 20.6159 | 19.9484
TR | Heat_Medium_Industrial | 241.4913 | 240.7142 | 243.746 | 242.075 | 240.2102 | 241.5294 | 245.4594 | 253.2557
UK | Heat_Medium_Industrial | 688.5606 | 637.4262 | 608.7254 | 584.0129 | 566.8196 | 553.5316 | 542.5538 | 530.1203
AT | Mobility_Freight | 83.0282 | 85.519 | 88.0846 | 88.9654 | 89.8551 | 91.275 | 93.281 | 96.1037
BE | Mobility_Freight | 75.3243 | 77.584 | 79.9116 | 80.7107 | 81.5178 | 82.8059 | 84.6258 | 87.1866
BG | Mobility_Freight | 21.7258 | 22.3776 | 23.0489 | 23.2794 | 23.5122 | 23.8837 | 24.4086 | 25.1473
CH | Mobility_Freight | 36.0614 | 37.1432 | 38.2575 | 38.6401 | 39.0265 | 39.6432 | 40.5145 | 41.7405
CZ | Mobility_Freight | 65.8745 | 67.8507 | 69.8862 | 70.5851 | 71.2909 | 72.4175 | 74.0091 | 76.2486
DE | Mobility_Freight | 686.1419 | 706.7262 | 727.928 | 735.2073 | 742.5593 | 754.2931 | 770.8711 | 794.1979
DK | Mobility_Freight | 25.3317 | 26.0917 | 26.8744 | 27.1432 | 27.4146 | 27.8478 | 28.4598 | 29.321
EE | Mobility_Freight | 5.9382 | 6.1164 | 6.2999 | 6.3629 | 6.4265 | 6.528 | 6.6715 | 6.8734
ES | Mobility_Freight | 237.6931 | 244.8239 | 252.1686 | 254.6903 | 257.2372 | 261.302 | 267.045 | 275.1258
FI | Mobility_Freight | 40.8618 | 42.0876 | 43.3503 | 43.7838 | 44.2216 | 44.9204 | 45.9077 | 47.2968
FR | Mobility_Freight | 355.2492 | 365.9067 | 376.8839 | 380.6527 | 384.4593 | 390.5344 | 399.1177 | 411.1951
GR | Mobility_Freight | 21.0027 | 21.6327 | 22.2817 | 22.5045 | 22.7296 | 23.0887 | 23.5962 | 24.3102
HR | Mobility_Freight | 15.823 | 16.2977 | 16.7866 | 16.9545 | 17.1241 | 17.3946 | 17.777 | 18.3149
HU | Mobility_Freight | 44.1857 | 45.5112 | 46.8766 | 47.3453 | 47.8188 | 48.5744 | 49.642 | 51.1442
IE | Mobility_Freight | 11.5671 | 11.9141 | 12.2716 | 12.3943 | 12.5182 | 12.716 | 12.9955 | 13.3888
IT | Mobility_Freight | 189.2602 | 194.938 | 200.7862 | 202.794 | 204.822 | 208.0585 | 212.6313 | 219.0656
LT | Mobility_Freight | 26.7005 | 27.5015 | 28.3265 | 28.6098 | 28.8959 | 29.3525 | 29.9976 | 30.9053
LU | Mobility_Freight | 2.896 | 2.9829 | 3.0724 | 3.1031 | 3.1341 | 3.1836 | 3.2536 | 3.3521
LV | Mobility_Freight | 26.1346 | 26.9187 | 27.7262 | 28.0035 | 28.2835 | 28.7305 | 29.3619 | 30.2504
NL | Mobility_Freight | 121.8041 | 125.4582 | 129.222 | 130.5142 | 131.8194 | 133.9023 | 136.8453 | 140.9863
NO | Mobility_Freight | 31.6913 | 32.642 | 33.6213 | 33.9575 | 34.297 | 34.839 | 35.6047 | 36.6821
NONEU_Balkan | Mobility_Freight | 59.0498 | 60.8213 | 62.6459 | 63.2724 | 63.9051 | 64.9149 | 66.3416 | 68.3491
PL | Mobility_Freight | 257.3138 | 265.0332 | 272.9842 | 275.714 | 278.4712 | 282.8715 | 289.0885 | 297.8364
PT | Mobility_Freight | 21.0636 | 21.6955 | 22.3464 | 22.5698 | 22.7955 | 23.1558 | 23.6647 | 24.3808
RO | Mobility_Freight | 49.1472 | 50.6216 | 52.1402 | 52.6616 | 53.1882 | 54.0287 | 55.2162 | 56.887
SE | Mobility_Freight | 80.7785 | 83.2018 | 85.6979 | 86.5548 | 87.4204 | 88.8018 | 90.7535 | 93.4997
SI | Mobility_Freight | 15.4879 | 15.9526 | 16.4312 | 16.5955 | 16.7614 | 17.0263 | 17.4005 | 17.927
SK | Mobility_Freight | 32.2882 | 33.2569 | 34.2546 | 34.5971 | 34.9431 | 35.4953 | 36.2754 | 37.3731
TR | Mobility_Freight | 204.126 | 210.2498 | 216.5573 | 218.7228 | 220.9101 | 224.4008 | 229.3328 | 236.2724
UK | Mobility_Freight | 269.77 | 277.8631 | 286.199 | 289.061 | 291.9516 | 296.565 | 303.0829 | 312.2543
AT | Mobility_Passenger | 109.2025 | 108.8749 | 108.5483 | 108.0055 | 106.9255 | 105.8562 | 104.7977 | 103.7497
BE | Mobility_Passenger | 132.9487 | 132.5499 | 132.1522 | 131.4914 | 130.1765 | 128.8748 | 127.586 | 126.3102
BG | Mobility_Passenger | 69.6953 | 69.4862 | 69.2777 | 68.9313 | 68.242 | 67.5596 | 66.884 | 66.2152
CH | Mobility_Passenger | 124.922 | 124.5472 | 124.1736 | 123.5527 | 122.3172 | 121.094 | 119.8831 | 118.6843
CZ | Mobility_Passenger | 117.0474 | 116.6963 | 116.3462 | 115.7644 | 114.6068 | 113.4607 | 112.3261 | 111.2029
DE | Mobility_Passenger | 1098.4 | 1095.1048 | 1091.8195 | 1086.3604 | 1075.4968 | 1064.7418 | 1054.0944 | 1043.5535
DK | Mobility_Passenger | 74.388 | 74.1648 | 73.9423 | 73.5726 | 72.8369 | 72.1085 | 71.3874 | 70.6736
EE | Mobility_Passenger | 16.6811 | 16.6311 | 16.5812 | 16.4983 | 16.3333 | 16.17 | 16.0083 | 15.8482
ES | Mobility_Passenger | 409.893 | 408.6633 | 407.4373 | 405.4001 | 401.3461 | 397.3327 | 393.3594 | 389.4258
FI | Mobility_Passenger | 79.9897 | 79.7498 | 79.5105 | 79.113 | 78.3218 | 77.5386 | 76.7632 | 75.9956
FR | Mobility_Passenger | 922.5434 | 919.7758 | 917.0165 | 912.4314 | 903.3071 | 894.274 | 885.3312 | 876.4779
GR | Mobility_Passenger | 126.7367 | 126.3565 | 125.9774 | 125.3475 | 124.094 | 122.8531 | 121.6246 | 120.4083
HR | Mobility_Passenger | 30.7602 | 30.6679 | 30.5759 | 30.423 | 30.1188 | 29.8176 | 29.5194 | 29.2242
HU | Mobility_Passenger | 93.2922 | 93.0123 | 92.7333 | 92.2696 | 91.3469 | 90.4335 | 89.5291 | 88.6338
IE | Mobility_Passenger | 70.2603 | 70.0495 | 69.8393 | 69.4901 | 68.7952 | 68.1073 | 67.4262 | 66.7519
IT | Mobility_Passenger | 888.217 | 885.5523 | 882.8957 | 878.4812 | 869.6964 | 860.9994 | 852.3894 | 843.8655
LT | Mobility_Passenger | 33.312 | 33.2121 | 33.1124 | 32.9469 | 32.6174 | 32.2912 | 31.9683 | 31.6486
LU | Mobility_Passenger | 9.6391 | 9.6102 | 9.5813 | 9.5334 | 9.4381 | 9.3437 | 9.2503 | 9.1578
LV | Mobility_Passenger | 18.1627 | 18.1083 | 18.0539 | 17.9637 | 17.784 | 17.6062 | 17.4301 | 17.2558
NL | Mobility_Passenger | 169.894 | 169.3843 | 168.8762 | 168.0318 | 166.3515 | 164.688 | 163.0411 | 161.4107
NO | Mobility_Passenger | 75.955 | 75.7271 | 75.5 | 75.1225 | 74.3712 | 73.6275 | 72.8912 | 72.1623
NONEU_Balkan | Mobility_Passenger | 50.6328 | 50.4809 | 50.3294 | 50.0778 | 49.577 | 49.0812 | 48.5904 | 48.1045
PL | Mobility_Passenger | 272.3552 | 271.5382 | 270.7235 | 269.3699 | 266.6762 | 264.0095 | 261.3694 | 258.7557
PT | Mobility_Passenger | 109.1325 | 108.8051 | 108.4787 | 107.9363 | 106.8569 | 105.7883 | 104.7305 | 103.6832
RO | Mobility_Passenger | 138.0222 | 137.6081 | 137.1953 | 136.5093 | 135.1442 | 133.7928 | 132.4549 | 131.1303
SE | Mobility_Passenger | 142.268 | 141.8412 | 141.4157 | 140.7086 | 139.3015 | 137.9085 | 136.5294 | 135.1641
SI | Mobility_Passenger | 31.8339 | 31.7384 | 31.6432 | 31.485 | 31.1701 | 30.8584 | 30.5498 | 30.2443
SK | Mobility_Passenger | 38.7717 | 38.6554 | 38.5395 | 38.3468 | 37.9633 | 37.5837 | 37.2078 | 36.8358
TR | Mobility_Passenger | 793.2389 | 790.8592 | 788.4866 | 784.5442 | 776.6987 | 768.9317 | 761.2424 | 753.63
UK | Mobility_Passenger | 295.5 | 294.6135 | 293.7297 | 292.261 | 289.3384 | 286.445 | 283.5806 | 280.7448
AT | Power | 199.5134 | 197.5183 | 193.5877 | 189.7159 | 185.9023 | 182.1459 | 178.446 | 174.802
BE | Power | 207.6998 | 205.6228 | 201.5309 | 197.5002 | 193.5301 | 189.6196 | 185.7679 | 181.9744
BG | Power | 133.6578 | 132.3212 | 129.6881 | 127.0943 | 124.5394 | 122.023 | 119.5444 | 117.1032
CH | Power | 189.325 | 187.4318 | 183.7019 | 180.0279 | 176.4089 | 172.8444 | 169.3335 | 165.8755
CZ | Power | 267.5485 | 264.873 | 259.602 | 254.41 | 249.2958 | 244.2585 | 239.297 | 234.4103
DE | Power | 1921.4968 | 1902.2819 | 1864.4265 | 1827.1379 | 1790.4087 | 1754.2314 | 1718.5986 | 1683.503
DK | Power | 84.9664 | 84.1167 | 82.4428 | 80.794 | 79.1698 | 77.5701 | 75.9945 | 74.4426
EE | Power | 38.789 | 38.4011 | 37.6369 | 36.8842 | 36.1428 | 35.4124 | 34.6931 | 33.9847
ES | Power | 717.3117 | 710.1386 | 696.0069 | 682.0867 | 668.3754 | 654.8701 | 641.568 | 628.4665
FI | Power | 146.6887 | 145.2219 | 142.3319 | 139.4853 | 136.6814 | 133.9195 | 131.1993 | 128.5201
FR | Power | 1579.4874 | 1563.6925 | 1532.575 | 1501.9235 | 1471.7318 | 1441.9937 | 1412.7032 | 1383.8543
GR | Power | 164.4331 | 162.7888 | 159.5493 | 156.3583 | 153.2152 | 150.1193 | 147.07 | 144.0666
HR | Power | 29.6473 | 29.3508 | 28.7667 | 28.1914 | 27.6247 | 27.0665 | 26.5167 | 25.9752
HU | Power | 86.2548 | 85.3923 | 83.693 | 82.0191 | 80.3704 | 78.7464 | 77.1468 | 75.5714
IE | Power | 86.9285 | 86.0592 | 84.3466 | 82.6597 | 80.998 | 79.3614 | 77.7494 | 76.1616
IT | Power | 688.896 | 682.0071 | 668.4351 | 655.0664 | 641.8982 | 628.9279 | 616.1528 | 603.5703
LT | Power | 8.02 | 7.9398 | 7.7818 | 7.6262 | 7.4729 | 7.3219 | 7.1732 | 7.0267
LU | Power | 2.9219 | 2.8927 | 2.8351 | 2.7784 | 2.7225 | 2.6675 | 2.6133 | 2.56
LV | Power | 16.7826 | 16.6147 | 16.2841 | 15.9584 | 15.6376 | 15.3217 | 15.0104 | 14.7039
NL | Power | 324.4036 | 321.1596 | 314.7685 | 308.4731 | 302.2722 | 296.1644 | 290.1486 | 284.2234
NO | Power | 378.1715 | 374.3898 | 366.9394 | 359.6006 | 352.3719 | 345.2518 | 338.2389 | 331.3317
NONEU_Balkan | Power | 174.0941 | 175.9292 | 176.3549 | 167.8189 | 167.333 | 167.8146 | 167.1279 | 166.627
PL | Power | 496.7969 | 491.829 | 482.0416 | 472.4008 | 462.9045 | 453.551 | 444.3382 | 435.2644
PT | Power | 157.0862 | 155.5153 | 152.4205 | 149.3721 | 146.3694 | 143.4119 | 140.4988 | 137.6297
RO | Power | 204.4648 | 202.4202 | 198.392 | 194.4242 | 190.5159 | 186.6663 | 182.8746 | 179.1401
SE | Power | 483.5254 | 478.6901 | 469.1642 | 459.7809 | 450.5384 | 441.4347 | 432.468 | 423.6366
SI | Power | 47.2437 | 46.7712 | 45.8405 | 44.9237 | 44.0206 | 43.1311 | 42.255 | 41.3921
SK | Power | 78.9355 | 78.1462 | 76.5911 | 75.0592 | 73.5504 | 72.0642 | 70.6004 | 69.1587
TR | Power | 974.1653 | 1032.6152 | 1083.6264 | 1137.0415 | 1192.9654 | 1251.5067 | 1312.7784 | 1376.8973
UK | Power | 798.4 | 790.416 | 774.6867 | 759.193 | 743.9317 | 728.8996 | 714.0939 | 699.5113
| FRT | 3113.3203 | 3206.7199 | 3302.9215 | 3335.9507 | 3369.3102 | 3422.5515 | 3497.7729 | 3603.6166
| FRT | 1.06 | 1.03 | 1.03 | 1.01 | 1.01 | 1.0158 | 1.022 | 1.0303
| FRT | 3300.1195 | 3399.1231 | 3501.0968 | 3536.1078 | 3571.4688 | 3627.9046 | 3707.6393 | 3819.8336
| PSNG | 6543.6954 | 6524.0644 | 6504.4922 | 6471.9697 | 6407.25 | 6343.1775 | 6279.7457 | 6216.9483
| PSNG | 1 | 0.997 | 0.997 | 0.995 | 0.99 | 0.99 | 0.99 | 0.99
| PSNG | 6543.6954 | 6524.0644 | 6504.4922 | 6471.9697 | 6407.25 | 6343.1775 | 6279.7457 | 6216.9483

## Par_ReserveMargin
ReserveMargin{r in REGION, y in YEAR}
The reserve (installed) capacity required relative to the peak demand.
Unit: Ratio
Region | 2018 | 2020 | 2025 | 2030 | 2035 | 2040 | 2045 | 2050
World | 0.1 | 0.105 | 0.11 | 0.115 | 0.11 | 0.1 | 0.085 | 0.07
AL | 0.1 | 0.105 | 0.11 | 0.115 | 0.11 | 0.1 | 0.085 | 0.07
AT | 0.1 | 0.105 | 0.11 | 0.115 | 0.11 | 0.1 | 0.085 | 0.07
BA | 0.1 | 0.105 | 0.11 | 0.115 | 0.11 | 0.1 | 0.085 | 0.07
BE | 0.1 | 0.105 | 0.11 | 0.115 | 0.11 | 0.1 | 0.085 | 0.07
BG | 0.1 | 0.105 | 0.11 | 0.115 | 0.11 | 0.1 | 0.085 | 0.07
CH | 0.1 | 0.105 | 0.11 | 0.115 | 0.11 | 0.1 | 0.085 | 0.07
CZ | 0.1 | 0.105 | 0.11 | 0.115 | 0.11 | 0.1 | 0.085 | 0.07
DE | 0.1 | 0.105 | 0.11 | 0.115 | 0.11 | 0.1 | 0.085 | 0.07
DK | 0.1 | 0.105 | 0.11 | 0.115 | 0.11 | 0.1 | 0.085 | 0.07
ES | 0.1 | 0.105 | 0.11 | 0.115 | 0.11 | 0.1 | 0.085 | 0.07
FI | 0.1 | 0.105 | 0.11 | 0.115 | 0.11 | 0.1 | 0.085 | 0.07
FR | 0.1 | 0.105 | 0.11 | 0.115 | 0.11 | 0.1 | 0.085 | 0.07
GR | 0.1 | 0.105 | 0.11 | 0.115 | 0.11 | 0.1 | 0.085 | 0.07
HR | 0.1 | 0.105 | 0.11 | 0.115 | 0.11 | 0.1 | 0.085 | 0.07
HU | 0.1 | 0.105 | 0.11 | 0.115 | 0.11 | 0.1 | 0.085 | 0.07
IE | 0.1 | 0.105 | 0.11 | 0.115 | 0.11 | 0.1 | 0.085 | 0.07
IT | 0.1 | 0.105 | 0.11 | 0.115 | 0.11 | 0.1 | 0.085 | 0.07
LU | 0.1 | 0.105 | 0.11 | 0.115 | 0.11 | 0.1 | 0.085 | 0.07
ME | 0.1 | 0.105 | 0.11 | 0.115 | 0.11 | 0.1 | 0.085 | 0.07
MK | 0.1 | 0.105 | 0.11 | 0.115 | 0.11 | 0.1 | 0.085 | 0.07
NL | 0.1 | 0.105 | 0.11 | 0.115 | 0.11 | 0.1 | 0.085 | 0.07
NO | 0.1 | 0.105 | 0.11 | 0.115 | 0.11 | 0.1 | 0.085 | 0.07
PL | 0.1 | 0.105 | 0.11 | 0.115 | 0.11 | 0.1 | 0.085 | 0.07
PT | 0.1 | 0.105 | 0.11 | 0.115 | 0.11 | 0.1 | 0.085 | 0.07
RO | 0.1 | 0.105 | 0.11 | 0.115 | 0.11 | 0.1 | 0.085 | 0.07
RS | 0.1 | 0.105 | 0.11 | 0.115 | 0.11 | 0.1 | 0.085 | 0.07
SE | 0.1 | 0.105 | 0.11 | 0.115 | 0.11 | 0.1 | 0.085 | 0.07
SI | 0.1 | 0.105 | 0.11 | 0.115 | 0.11 | 0.1 | 0.085 | 0.07
SK | 0.1 | 0.105 | 0.11 | 0.115 | 0.11 | 0.1 | 0.085 | 0.07
UK | 0.1 | 0.105 | 0.11 | 0.115 | 0.11 | 0.1 | 0.085 | 0.07
EE | 0.1 | 0.105 | 0.11 | 0.115 | 0.11 | 0.1 | 0.085 | 0.07
LT | 0.1 | 0.105 | 0.11 | 0.115 | 0.11 | 0.1 | 0.085 | 0.07
LV | 0.1 | 0.105 | 0.11 | 0.115 | 0.11 | 0.1 | 0.085 | 0.07
UA | 0.1 | 0.105 | 0.11 | 0.115 | 0.11 | 0.1 | 0.085 | 0.07
RU | 0.1 | 0.105 | 0.11 | 0.115 | 0.11 | 0.1 | 0.085 | 0.07
BY | 0.1 | 0.105 | 0.11 | 0.115 | 0.11 | 0.1 | 0.085 | 0.07
TR | 0.1 | 0.105 | 0.11 | 0.115 | 0.11 | 0.1 | 0.085 | 0.07
NONEU_Balkan | 0.1 | 0.105 | 0.11 | 0.115 | 0.11 | 0.1 | 0.085 | 0.07

## Par_ReserveMarginTagFuel
ReserveMarginTagFuel{r in REGION, f in FUEL, y in YEAR}
Indicates if the output fuel has a reserve margin associated with it
Unit: Binary
Region | Fuel | 2018 | 2020 | 2025 | 2030 | 2035 | 2040 | 2045 | 2050
World | power | bar: 2018 to 2050
DE | power | bar: 2018 to 2050

## Par_ReserveMarginTagTechnology
ReserveMarginTagTechnology{r in REGION, t in TECHNOLOGY, y in YEAR}
Amount the technology contributes to the reserve margin 1=100% 0.2=20%.
Unit: Fraction
Region | Technology | 2018 | 2020 | 2025 | 2030 | 2035 | 2040 | 2045 | 2050
World | D_Battery_Li-Ion | bar: 2018 to 2050
World | D_Battery_Redox | bar: 2018 to 2050
World | D_PHS | bar: 2018 to 2050
World | D_CAES | bar: 2018 to 2050
World | P_Gas | bar: 2018 to 2050
World | P_Oil | bar: 2018 to 2050
World | X_Fuel_Cell | bar: 2018 to 2050
World | P_Gas_CCS | bar: 2018 to 2050
DE | D_Battery_Li-Ion | bar: 2018 to 2050
DE | D_Battery_Redox | bar: 2018 to 2050
DE | D_PHS | bar: 2018 to 2050
DE | D_CAES | bar: 2018 to 2050
DE | P_Oil | bar: 2018 to 2050
DE | X_Fuel_Cell | bar: 2018 to 2050
DE | P_Gas_CCS | bar: 2018 to 2050
DE | RES_Hydro_Large | bar: 2018 to 2050
DE | P_H2_OCGT | bar: 2018 to 2050
DE | P_Gas_CCGT | bar: 2018 to 2050
DE | P_Gas_Engines | bar: 2018 to 2050
DE | P_Gas_OCGT | bar: 2018 to 2050
DE | CHP_Gas_CCGT_Biogas | bar: 2018 to 2050
DE | CHP_Gas_CCGT_Biogas_CCS | bar: 2018 to 2050
DE | CHP_Gas_CCGT_Natural | bar: 2018 to 2050
DE | CHP_Gas_CCGT_Natural_CCS | bar: 2018 to 2050
DE | CHP_Gas_CCGT_SynGas | bar: 2018 to 2050
DE | CHP_Hydrogen_FuelCell | bar: 2018 to 2050
DE | CHP_Oil | bar: 2018 to 2050

## Par_InputActivityRatio
InputActivityRatio{r in REGION, t in TECHNOLOGY, f in FUEL, m in MODEOFOPERATION, y in YEAR}
The input (use) of fuel per unit of activity for each technology. Describes, in combination with the OutputActivityRatio, the efficiency of the technology.
Unit: Fraction
Region | Technology | Fuel | ModeOfOperation | 2018 | 2020 | 2025 | 2030 | 2035 | 2040 | 2045 | 2050
World | CHP_Coal_Hardcoal | Hardcoal | 1 | 2.5641 | 2.439 | 2.4096 | 2.381 | 2.3529 | 2.3256 | 2.3256 | 2.3256
World | CHP_Coal_Lignite | Lignite | 1 | 2.5641 | 2.439 | 2.4096 | 2.381 | 2.3529 | 2.3256 | 2.3256 | 2.3256
World | CHP_Gas | Gas_Natural | 1 | 1.7544 | 1.6949 | 1.6667 | 1.6393 | 1.626 | 1.6129 | 1.6 | 1.5873
World | CHP_Nuclear | Nuclear | 1 | 2.7027 | 2.7027 | 2.6667 | 2.6316 | 2.5 | 2.381 | 2.381 | 2.381
World | CHP_Biomass | Biomass | 1 | 3.3333 | 3.125 | 3.0769 | 3.0303 | 2.9851 | 2.9412 | 2.8986 | 2.8571
World | D_Battery_Li-Ion | Power | 1 | bar: 2018 to 2050
World | D_Battery_Redox | Power | 1 | bar: 2018 to 2050
World | D_Gas_H2 | H2 | 1 | bar: 2018 to 2050
World | D_Gas_Methane | Gas_Natural | 1 | bar: 2018 to 2050
World | D_Heat_HLI | Heat_Low_Industrial | 1 | bar: 2018 to 2050
World | D_Heat_HLR | Heat_Low_Residential | 1 | bar: 2018 to 2050
World | D_PHS | Power | 1 | bar: 2018 to 2050
World | D_PHS_Residual | Power | 1 | bar: 2018 to 2050
World | D_CAES | Power | 1 | bar: 2018 to 2050
World | FRT_Rail_Conv | Oil | 1 | 0.15977 | 0.15776 | 0.15575 | 0.15373 | 0.15172 | 0.1497 | 0.14769 | 0.14568
World | FRT_Rail_Electric | Power | 1 | 0.093985 | 0.091702 | 0.08942 | 0.087137 | 0.084855 | 0.082573 | 0.08029 | 0.078008
World | FRT_Road_OH | Power | 1 | 0.10984 | 0.10514 | 0.10043 | 0.09572 | 0.091013 | 0.086305 | 0.081598 | 0.07689
World | FRT_Road_BEV | Power | 1 | 0.595 | 0.5925 | 0.59167 | 0.59146 | 0.59135 | 0.5913 | 0.59128 | 0.59125
World | FRT_Road_H2 | H2 | 1 | 0.597 | 0.59471 | 0.59243 | 0.59014 | 0.58786 | 0.58557 | 0.58329 | 0.581
World | FRT_Road_ICE | Oil | 1 | 0.636 | 0.62947 | 0.62294 | 0.61641 | 0.60988 | 0.60335 | 0.59682 | 0.59029
World | FRT_Road_ICE | Biofuel | 2 | 0.7632 | 0.7632 | 0.7632 | 0.7632 | 0.7632 | 0.7632 | 0.7632 | 0.7632
World | FRT_Road_PHEV | Power | 1 | 0.12428 | 0.12324 | 0.1222 | 0.12116 | 0.12012 | 0.11908 | 0.11804 | 0.117
World | FRT_Road_PHEV | Oil | 1 | 0.49713 | 0.49297 | 0.4888 | 0.48464 | 0.48048 | 0.47632 | 0.47215 | 0.46799
World | FRT_Road_PHEV | Power | 2 | 0.14914 | 0.14789 | 0.14664 | 0.14539 | 0.14414 | 0.14289 | 0.14165 | 0.1404
World | FRT_Road_PHEV | Biofuel | 2 | 0.7632 | 0.7632 | 0.7632 | 0.7632 | 0.7632 | 0.7632 | 0.7632 | 0.7632
World | FRT_Ship_Bio | Biofuel | 1 | 0.11384 | 0.11219 | 0.11055 | 0.1089 | 0.10726 | 0.10561 | 0.10397 | 0.10233
World | FRT_Ship_Conv | Oil | 1 | 0.10349 | 0.10199 | 0.1005 | 0.099003 | 0.097508 | 0.096013 | 0.094518 | 0.093023
World | HHT_Biomass | Biomass | 1 | 1.25 | 1.2195 | 1.2048 | 1.1905 | 1.1765 | 1.1765 | 1.1765 | 1.1765
World | HHT_Coal_Hardcoal | Hardcoal | 1 | 1.3333 | 1.3333 | 1.3333 | 1.3333 | 1.3333 | 1.3333 | 1.3333 | 1.3333
World | HHT_Coal_Lignite | Lignite | 1 | 1.3333 | 1.3333 | 1.3333 | 1.3333 | 1.3333 | 1.3333 | 1.3333 | 1.3333
World | HHT_Electric_Furnace | Power | 1 | 1.0417 | 1.0309 | 1.0256 | 1.0204 | 1.0152 | 1.0101 | 1.005 | 1
World | HHT_Gas | Gas_Natural | 1 | 1.1111 | 1.1111 | 1.1111 | 1.1111 | 1.1111 | 1.1111 | 1.1111 | 1.1111
World | HHT_Oil | Oil | 1 | 1.1765 | 1.1765 | 1.1765 | 1.1765 | 1.1765 | 1.1765 | 1.1765 | 1.1765
World | HHT_Geothermal | Power | 1 | 0.29412 | 0.27778 | 0.27397 | 0.27027 | 0.26667 | 0.26316 | 0.25974 | 0.25641
World | HHT_H2 | H2 | 1 | 2.1277 | 2.0833 | 2.0408 | 2 | 1.9802 | 1.9608 | 1.9608 | 1.9608
World | HLT_Biomass | Biomass | 1 | 1.25 | 1.2195 | 1.2048 | 1.1905 | 1.1765 | 1.1765 | 1.1765 | 1.1765
World | HLT_Coal_Hardcoal | Hardcoal | 1 | 1.3333 | 1.3333 | 1.3333 | 1.3333 | 1.3333 | 1.3333 | 1.3333 | 1.3333
World | HLT_Coal_Lignite | Lignite | 1 | 1.3333 | 1.3333 | 1.3333 | 1.3333 | 1.3333 | 1.3333 | 1.3333 | 1.3333
World | HLT_Electric_Furnace | Power | 1 | 1.0417 | 1.0309 | 1.0256 | 1.0204 | 1.0152 | 1.0101 | 1.005 | 1
World | HLT_Gas | Gas_Natural | 1 | 1.1111 | 1.1111 | 1.1111 | 1.1111 | 1.1111 | 1.1111 | 1.1111 | 1.1111
World | HLT_Heatpump | Power | 1 | 0.33333 | 0.3125 | 0.30769 | 0.30303 | 0.29851 | 0.29412 | 0.28986 | 0.28571
World | HLT_Rooftop_Commercial | Area_Rooftop_Commercial | 1 | 0.16583 | 0.16583 | 0.16583 | 0.16583 | 0.16583 | 0.16583 | 0.16583 | 0.16583
World | HLT_Rooftop_Residential | Area_Rooftop_Residential | 1 | 0.16583 | 0.16583 | 0.16583 | 0.16583 | 0.16583 | 0.16583 | 0.16583 | 0.16583
World | HLT_Oil | Oil | 1 | 1.1765 | 1.1765 | 1.1765 | 1.1765 | 1.1765 | 1.1765 | 1.1765 | 1.1765
World | HLT_Geothermal | Power | 1 | 0.28571 | 0.27027 | 0.26667 | 0.26316 | 0.25974 | 0.25641 | 0.25316 | 0.25
World | P_Coal_Hardcoal | Hardcoal | 1 | 2.5556 | 2.5126 | 2.4697 | 2.4267 | 2.3838 | 2.3408 | 2.2979 | 2.2549
World | P_Coal_Lignite | Lignite | 1 | 2.381 | 2.2222 | 2.1739 | 2.1277 | 2.1277 | 2.1277 | 2.1277 | 2.1277
World | P_Gas | Gas_Natural | 1 | 1.7241 | 1.6667 | 1.6393 | 1.6129 | 1.6129 | 1.6129 | 1.6 | 1.5873
World | P_Nuclear | Nuclear | 1 | 2.7027 | 2.7027 | 2.6667 | 2.6316 | 2.5 | 2.381 | 2.381 | 2.381
World | P_Oil | Oil | 1 | 2.6316 | 2.6316 | 2.6316 | 2.6316 | 2.6316 | 2.6316 | 2.6316 | 2.6316
World | P_Biomass | Biomass | 1 | 2.9412 | 2.8694 | 2.7977 | 2.726 | 2.6542 | 2.5825 | 2.5108 | 2.439
World | PSNG_Air_Bio | Biofuel | 1 | 1.3642 | 1.3397 | 1.3151 | 1.2905 | 1.2659 | 1.2413 | 1.2168 | 1.1922
World | PSNG_Air_Conv | Oil | 1 | 1.2402 | 1.2179 | 1.1955 | 1.1732 | 1.1508 | 1.1285 | 1.1061 | 1.0838
World | PSNG_Air_H2 | H2 | 1 | 1.265 | 1.2422 | 1.2194 | 1.1966 | 1.1739 | 1.1511 | 1.1283 | 1.1055
World | PSNG_Rail_Conv | Oil | 1 | 0.67391 | 0.65965 | 0.64539 | 0.63112 | 0.61686 | 0.6026 | 0.58834 | 0.57407
World | PSNG_Rail_Electric | Power | 1 | 0.375 | 0.36607 | 0.35714 | 0.34821 | 0.33929 | 0.33036 | 0.32143 | 0.3125
World | PSNG_Road_BEV | Power | 1 | 0.46 | 0.36 | 0.32667 | 0.31833 | 0.31417 | 0.31208 | 0.31104 | 0.31
World | PSNG_Road_H2 | H2 | 1 | 0.45333 | 0.43143 | 0.40952 | 0.38762 | 0.36571 | 0.34381 | 0.3219 | 0.3
World | PSNG_Road_ICE | Oil | 1 | 1.4267 | 1.3757 | 1.3248 | 1.2738 | 1.2229 | 1.1719 | 1.121 | 1.07
World | PSNG_Road_ICE | Biofuel | 2 | 1.712 | 1.712 | 1.712 | 1.712 | 1.712 | 1.712 | 1.712 | 1.712
World | PSNG_Road_PHEV | Power | 1 | 0.196 | 0.14867 | 0.13289 | 0.12894 | 0.12697 | 0.12599 | 0.12549 | 0.125
World | PSNG_Road_PHEV | Oil | 1 | 0.784 | 0.59467 | 0.53156 | 0.51578 | 0.50789 | 0.50394 | 0.50197 | 0.5
World | PSNG_Road_PHEV | Power | 2 | 0.2352 | 0.1784 | 0.15947 | 0.15473 | 0.15237 | 0.15118 | 0.15059 | 0.15
World | PSNG_Road_PHEV | Biofuel | 2 | 0.9408 | 0.7136 | 0.63787 | 0.61893 | 0.60947 | 0.60473 | 0.60237 | 0.6
World | RES_PV_Rooftop_Commercial | Area_Rooftop_Commercial | 1 | 0.16583 | 0.16583 | 0.16583 | 0.16583 | 0.16583 | 0.16583 | 0.16583 | 0.16583
World | RES_PV_Rooftop_Residential | Area_Rooftop_Residential | 1 | 0.16583 | 0.16583 | 0.16583 | 0.16583 | 0.16583 | 0.16583 | 0.16583 | 0.16583
World | X_Electrolysis | Power | 1 | 1.5625 | 1.3647 | 1.2988 | 1.2823 | 1.2741 | 1.2699 | 1.2679 | 1.2658
World | X_Fuel_Cell | H2 | 1 | 2.1277 | 2.0833 | 2.0408 | 2 | 1.9802 | 1.9608 | 1.9608 | 1.9608
World | X_Fuel_Cell | H2 | 2 | 2.7027 | 2.6316 | 2.5974 | 2.5641 | 2.5316 | 2.5 | 2.5 | 2.5
World | X_Methanation | H2 | 1 | 1.6667 | 1.6141 | 1.5615 | 1.509 | 1.4564 | 1.4038 | 1.3513 | 1.2987
World | X_Methanation | Biomass | 2 | 2.5641 | 2.3909 | 2.2176 | 2.0444 | 1.8711 | 1.6979 | 1.5246 | 1.3514
World | CHP_Biomass_CCS | Biomass | 1 | 3.3333 | 3.125 | 3.0769 | 3.0303 | 2.9851 | 2.9412 | 2.8986 | 2.8571
World | P_Biomass_CCS | Biomass | 1 | 2.9412 | 2.8571 | 2.8169 | 1.6667 | 2.7027 | 2.6316 | 2.6316 | 2.6316
World | CHP_Biomass_CCS | CCS | 1 | 0.25667 | 0.24063 | 0.23692 | 0.23333 | 0.22985 | 0.22647 | 0.22319 | 0.22
World | P_Biomass_CCS | CCS | 1 | 0.22647 | 0.22 | 0.2169 | 0.12833 | 0.20811 | 0.20263 | 0.20263 | 0.20263
World | CHP_Gas | Gas_Bio | 2 | 1.7544 | 1.6949 | 1.6667 | 1.6393 | 1.626 | 1.6129 | 1.6 | 1.5873
World | HHT_Gas | Gas_Bio | 2 | 1.1111 | 1.1111 | 1.1111 | 1.1111 | 1.1111 | 1.1111 | 1.1111 | 1.1111
World | HLT_Gas | Gas_Bio | 2 | 1.1111 | 1.1111 | 1.1111 | 1.1111 | 1.1111 | 1.1111 | 1.1111 | 1.1111
World | P_Gas | Gas_Bio | 2 | 1.7241 | 1.6667 | 1.6393 | 1.6129 | 1.6129 | 1.6129 | 1.6 | 1.5873
World | CHP_Gas | Gas_Synth | 3 | 1.7544 | 1.6949 | 1.6667 | 1.6393 | 1.626 | 1.6129 | 1.6 | 1.5873
World | HHT_Gas | Gas_Synth | 3 | 1.1111 | 1.1111 | 1.1111 | 1.1111 | 1.1111 | 1.1111 | 1.1111 | 1.1111
World | HLT_Gas | Gas_Synth | 3 | 1.1111 | 1.1111 | 1.1111 | 1.1111 | 1.1111 | 1.1111 | 1.1111 | 1.1111
World | P_Gas | Gas_Synth | 3 | 1.7241 | 1.6667 | 1.6393 | 1.6129 | 1.6129 | 1.6129 | 1.6 | 1.5873
World | HLR_Gas_Boiler | Gas_Natural | 1 | 1.1111 | 1.1111 | 1.1111 | 1.1111 | 1.1111 | 1.1111 | 1.1111 | 1.1111
World | HLR_Gas_Boiler | Gas_Bio | 2 | 1.1111 | 1.1111 | 1.1111 | 1.1111 | 1.1111 | 1.1111 | 1.1111 | 1.1111
World | HLR_Gas_Boiler | Gas_Synth | 3 | 1.1111 | 1.1111 | 1.1111 | 1.1111 | 1.1111 | 1.1111 | 1.1111 | 1.1111
World | HLR_Gas_CHP | Gas_Natural | 1 | 1.2195 | 1.2195 | 1.2195 | 1.2195 | 1.2195 | 1.2195 | 1.2195 | 1.2195
World | HLR_Gas_CHP | Gas_Bio | 2 | 1.2195 | 1.2195 | 1.2195 | 1.2195 | 1.2195 | 1.2195 | 1.2195 | 1.2195
World | HLR_Gas_CHP | Gas_Synth | 3 | 1.2195 | 1.2195 | 1.2195 | 1.2195 | 1.2195 | 1.2195 | 1.2195 | 1.2195
World | HLR_Biomass | Biomass | 1 | 1.25 | 1.2195 | 1.2048 | 1.1905 | 1.1765 | 1.1765 | 1.1765 | 1.1765
World | HLR_Biomass_CHP | Biomass | 1 | 1.5385 | 1.3462 | 1.2821 | 1.266 | 1.258 | 1.254 | 1.252 | 1.25
World | HLR_Hardcoal | Hardcoal | 1 | 1.3333 | 1.3333 | 1.3333 | 1.3333 | 1.3333 | 1.3333 | 1.3333 | 1.3333
World | HLR_Lignite | Lignite | 1 | 1.3333 | 1.3333 | 1.3333 | 1.3333 | 1.3333 | 1.3333 | 1.3333 | 1.3333
World | HLR_Hardcoal_CHP | Hardcoal | 1 | 1.6667 | 1.6667 | 1.6667 | 1.6667 | 1.6667 | 1.6667 | 1.6667 | 1.6667
World | HLR_Lignite_CHP | Lignite | 1 | 1.6667 | 1.6667 | 1.6667 | 1.6667 | 1.6667 | 1.6667 | 1.6667 | 1.6667
World | HLR_Direct_Electric | Power | 1 | 1.0417 | 1.0309 | 1.0256 | 1.0204 | 1.0152 | 1.0101 | 1.005 | 1
World | HLR_Solar_Thermal | Area_Rooftop_Residential | 1 | 0.16583 | 0.16583 | 0.16583 | 0.16583 | 0.16583 | 0.16583 | 0.16583 | 0.16583
World | HLR_Heatpump_Aerial | Power | 1 | 0.4 | 0.35556 | 0.34074 | 0.33704 | 0.33519 | 0.33426 | 0.3338 | 0.33333
World | HLR_Heatpump_Ground | Power | 1 | 0.28571 | 0.2619 | 0.25397 | 0.25198 | 0.25099 | 0.2505 | 0.25025 | 0.25
World | HLR_Geothermal | ignore | 1 | 0 | 0 | 0 | 0 | 0 | 0 | 0 | 0
World | HLR_Oil_Boiler | Oil | 1 | 1.1765 | 1.1765 | 1.1765 | 1.1765 | 1.1765 | 1.1765 | 1.1765 | 1.1765
World | HLI_Gas_Boiler | Gas_Natural | 1 | 1.1111 | 1.1111 | 1.1111 | 1.1111 | 1.1111 | 1.1111 | 1.1111 | 1.1111
World | HLI_Gas_Boiler | Gas_Bio | 2 | 1.1111 | 1.1111 | 1.1111 | 1.1111 | 1.1111 | 1.1111 | 1.1111 | 1.1111
World | HLI_Gas_Boiler | Gas_Synth | 3 | 1.1111 | 1.1111 | 1.1111 | 1.1111 | 1.1111 | 1.1111 | 1.1111 | 1.1111
World | HLI_Gas_CHP | Gas_Natural | 1 | 1.2195 | 1.2195 | 1.2195 | 1.2195 | 1.2195 | 1.2195 | 1.2195 | 1.2195
World | HLI_Gas_CHP | Gas_Bio | 2 | 1.2195 | 1.2195 | 1.2195 | 1.2195 | 1.2195 | 1.2195 | 1.2195 | 1.2195
World | HLI_Gas_CHP | Gas_Synth | 3 | 1.2195 | 1.2195 | 1.2195 | 1.2195 | 1.2195 | 1.2195 | 1.2195 | 1.2195
World | HLI_Biomass | Biomass | 1 | 1.25 | 1.2195 | 1.2048 | 1.1905 | 1.1765 | 1.1765 | 1.1765 | 1.1765
World | HLI_Biomass_CHP | Biomass | 1 | 1.5385 | 1.3462 | 1.2821 | 1.266 | 1.258 | 1.254 | 1.252 | 1.25
World | HLI_Hardcoal | Hardcoal | 1 | 1.3333 | 1.3333 | 1.3333 | 1.3333 | 1.3333 | 1.3333 | 1.3333 | 1.3333
World | HLI_Lignite | Lignite | 1 | 1.3333 | 1.3333 | 1.3333 | 1.3333 | 1.3333 | 1.3333 | 1.3333 | 1.3333
World | HLI_Hardcoal_CHP | Hardcoal | 1 | 1.6667 | 1.6667 | 1.6667 | 1.6667 | 1.6667 | 1.6667 | 1.6667 | 1.6667
World | HLI_Lignite_CHP | Lignite | 1 | 1.6667 | 1.6667 | 1.6667 | 1.6667 | 1.6667 | 1.6667 | 1.6667 | 1.6667
World | HLI_Direct_Electric | Power | 1 | 1.0101 | 1.0101 | 1.0101 | 1.0101 | 1.0101 | 1.0101 | 1.0101 | 1.0101
World | HLI_Solar_Thermal | Area_Rooftop_Commercial | 1 | 0.16583 | 0.16583 | 0.16583 | 0.16583 | 0.16583 | 0.16583 | 0.16583 | 0.16583
World | HLI_Fuelcell | H2 | 1 | 2.1277 | 2.0833 | 2.0408 | 2 | 1.9802 | 1.9608 | 1.9608 | 1.9608
World | HLI_Fuelcell | H2 | 2 | 2.7027 | 2.6316 | 2.5974 | 2.5641 | 2.5316 | 2.5 | 2.5 | 2.5
World | HLI_Geothermal | ignore | 1 | 0 | 0 | 0 | 0 | 0 | 0 | 0 | 0
World | HLI_Oil_Boiler | Oil | 1 | 1.1765 | 1.1765 | 1.1765 | 1.1765 | 1.1765 | 1.1765 | 1.1765 | 1.1765
World | HLI_Oil_CHP | Oil | 1 | 1.3514 | 1.3514 | 1.3514 | 1.3514 | 1.3514 | 1.3514 | 1.3514 | 1.3514
World | HMI_Gas | Gas_Natural | 1 | 1.0989 | 1.0989 | 1.0989 | 1.0989 | 1.0989 | 1.0989 | 1.0989 | 1.0989
World | HMI_Gas | Gas_Bio | 2 | 1.0989 | 1.0989 | 1.0989 | 1.0989 | 1.0989 | 1.0989 | 1.0989 | 1.0989
World | HMI_Gas | Gas_Synth | 3 | 1.0989 | 1.0989 | 1.0989 | 1.0989 | 1.0989 | 1.0989 | 1.0989 | 1.0989
World | HMI_H2 | H2 | 1 | 1.0989 | 1.0989 | 1.0989 | 1.0989 | 1.0989 | 1.0989 | 1.0989 | 1.0989
World | HMI_Biomass | Biomass | 1 | 1.3575 | 1.3575 | 1.3575 | 1.3575 | 1.3575 | 1.3575 | 1.3575 | 1.3575
World | HMI_HardCoal | Hardcoal | 1 | 1.4164 | 1.4164 | 1.4164 | 1.4164 | 1.4164 | 1.4164 | 1.4164 | 1.4164
World | HMI_Steam_Electric | Power | 1 | 1.0309 | 1.0309 | 1.0309 | 1.0309 | 1.0309 | 1.0309 | 1.0309 | 1.0309
World | HMI_Oil | Oil | 1 | 1.6773 | 1.6773 | 1.6773 | 1.6773 | 1.6773 | 1.6773 | 1.6773 | 1.6773
World | HHI_BF_BOF | Hardcoal | 1 | 2.2624 | 2.2331 | 2.2037 | 2.1743 | 2.1449 | 2.1155 | 2.0861 | 2.0568
World | HHI_BF_BOF | Hardcoal | 2 | 1.6017 | 1.5809 | 1.5601 | 1.5393 | 1.5185 | 1.4977 | 1.4769 | 1.4561
World | HHI_BF_BOF | Gas_Natural | 2 | 0.40043 | 0.39523 | 0.39003 | 0.38483 | 0.37963 | 0.37443 | 0.36923 | 0.36403
World | HHI_BF_BOF | Hardcoal | 3 | 1.6017 | 1.5809 | 1.5601 | 1.5393 | 1.5185 | 1.4977 | 1.4769 | 1.4561
World | HHI_BF_BOF | Gas_Synth | 3 | 0.40043 | 0.39523 | 0.39003 | 0.38483 | 0.37963 | 0.37443 | 0.36923 | 0.36403
World | HHI_BF_BOF | Hardcoal | 4 | 1.6017 | 1.5809 | 1.5601 | 1.5393 | 1.5185 | 1.4977 | 1.4769 | 1.4561
World | HHI_BF_BOF | Gas_Bio | 4 | 0.40043 | 0.39523 | 0.39003 | 0.38483 | 0.37963 | 0.37443 | 0.36923 | 0.36403
World | HHI_DRI_EAF | Power | 1 | 0.47031 | 0.45911 | 0.44792 | 0.43672 | 0.42552 | 0.41432 | 0.40312 | 0.39193
World | HHI_DRI_EAF | Gas_Natural | 1 | 2.4691 | 2.4103 | 2.3516 | 2.2928 | 2.234 | 2.1752 | 2.1164 | 2.0576
World | HHI_DRI_EAF | Power | 2 | 0.47031 | 0.45911 | 0.44792 | 0.43672 | 0.42552 | 0.41432 | 0.40312 | 0.39193
World | HHI_DRI_EAF | Gas_Synth | 2 | 2.4691 | 2.4103 | 2.3516 | 2.2928 | 2.234 | 2.1752 | 2.1164 | 2.0576
World | HHI_DRI_EAF | Power | 3 | 0.47031 | 0.45911 | 0.44792 | 0.43672 | 0.42552 | 0.41432 | 0.40312 | 0.39193
World | HHI_DRI_EAF | Gas_Bio | 3 | 2.4691 | 2.4103 | 2.3516 | 2.2928 | 2.234 | 2.1752 | 2.1164 | 2.0576
World | HHI_Scrap_EAF | Power | 1 | 1.5873 | 1.5495 | 1.5117 | 1.4739 | 1.4361 | 1.3983 | 1.3605 | 1.3228
World | HHI_H2DRI_EAF | Power | 1 | 0.97002 | 0.97002 | 0.97002 | 0.97002 | 0.97002 | 0.97002 | 0.97002 | 0.97002
World | HHI_H2DRI_EAF | H2 | 1 | 1.9694 | 1.9694 | 1.9694 | 1.9694 | 1.9694 | 1.9694 | 1.9694 | 1.9694
World | HHI_Molten_Electrolysis | Power | 1 | 1.25 | 1.25 | 1.25 | 1.25 | 1.25 | 1.25 | 1.25 | 1.25
World | HHI_Bio_BF_BOF | Biomass | 1 | 2.0453 | 2.0187 | 1.9921 | 1.9656 | 1.939 | 1.9124 | 1.8859 | 1.8593
World | HHI_Bio_BF_BOF | Gas_Natural | 1 | 0.51131 | 0.50467 | 0.49803 | 0.49139 | 0.48475 | 0.47811 | 0.47147 | 0.46483
World | HHI_Bio_BF_BOF | Biomass | 2 | 2.0453 | 2.0187 | 1.9921 | 1.9656 | 1.939 | 1.9124 | 1.8859 | 1.8593
World | HHI_Bio_BF_BOF | Gas_Synth | 2 | 0.51131 | 0.50467 | 0.49803 | 0.49139 | 0.48475 | 0.47811 | 0.47147 | 0.46483
World | HHI_Bio_BF_BOF | Biomass | 3 | 2.0453 | 2.0187 | 1.9921 | 1.9656 | 1.939 | 1.9124 | 1.8859 | 1.8593
World | HHI_Bio_BF_BOF | Gas_Bio | 3 | 0.51131 | 0.50467 | 0.49803 | 0.49139 | 0.48475 | 0.47811 | 0.47147 | 0.46483
World | HHI_BF_BOF_CCS | Hardcoal | 1 | 2.2624 | 2.2331 | 2.2037 | 2.1743 | 2.1449 | 2.1155 | 2.0861 | 2.0568
World | HHI_BF_BOF_CCS | CCS | 1 | 0.025683 | 0.02535 | 0.025016 | 0.024683 | 0.024349 | 0.024016 | 0.023682 | 0.023348
World | HHI_BF_BOF_CCS | Hardcoal | 2 | 1.6017 | 1.5809 | 1.5601 | 1.5393 | 1.5185 | 1.4977 | 1.4769 | 1.4561
World | HHI_BF_BOF_CCS | Gas_Natural | 2 | 0.40043 | 0.39523 | 0.39003 | 0.38483 | 0.37963 | 0.37443 | 0.36923 | 0.36403
World | HHI_BF_BOF_CCS | CCS | 2 | 0.020879 | 0.020607 | 0.020336 | 0.020065 | 0.019794 | 0.019523 | 0.019252 | 0.01898
World | HHI_BF_BOF_CCS | Hardcoal | 3 | 1.6017 | 1.5809 | 1.5601 | 1.5393 | 1.5185 | 1.4977 | 1.4769 | 1.4561
World | HHI_BF_BOF_CCS | Gas_Synth | 3 | 0.40043 | 0.39523 | 0.39003 | 0.38483 | 0.37963 | 0.37443 | 0.36923 | 0.36403
World | HHI_BF_BOF_CCS | CCS | 3 | 0.018183 | 0.017947 | 0.017711 | 0.017474 | 0.017238 | 0.017002 | 0.016766 | 0.01653
World | HHI_BF_BOF_CCS | Hardcoal | 4 | 1.6017 | 1.5809 | 1.5601 | 1.5393 | 1.5185 | 1.4977 | 1.4769 | 1.4561
World | HHI_BF_BOF_CCS | Gas_Bio | 4 | 0.40043 | 0.39523 | 0.39003 | 0.38483 | 0.37963 | 0.37443 | 0.36923 | 0.36403
World | HHI_BF_BOF_CCS | CCS | 4 | 0.018183 | 0.017947 | 0.017711 | 0.017474 | 0.017238 | 0.017002 | 0.016766 | 0.01653
World | HHI_DRI_EAF_CCS | Power | 1 | 0.47031 | 0.45911 | 0.44792 | 0.43672 | 0.42552 | 0.41432 | 0.40312 | 0.39193
World | HHI_DRI_EAF_CCS | Gas_Natural | 1 | 2.4691 | 2.4103 | 2.3516 | 2.2928 | 2.234 | 2.1752 | 2.1164 | 2.0576
World | HHI_DRI_EAF_CCS | CCS | 1 | 0.016622 | 0.016226 | 0.015831 | 0.015435 | 0.015039 | 0.014643 | 0.014248 | 0.013852
World | HLI_Biomass_CHP_CCS | Biomass | 1 | 1.5385 | 1.3462 | 1.2821 | 1.266 | 1.258 | 1.254 | 1.252 | 1.25
World | HLI_Biomass_CHP_CCS | CCS | 1 | 0.11846 | 0.10365 | 0.098718 | 0.097484 | 0.096867 | 0.096558 | 0.096404 | 0.09625
World | HLI_Hardcoal_CHP_CCS | Hardcoal | 1 | 1.6667 | 1.6667 | 1.6667 | 1.6667 | 1.6667 | 1.6667 | 1.6667 | 1.6667
World | HLI_Hardcoal_CHP_CCS | CCS | 1 | 0.01892 | 0.01892 | 0.01892 | 0.01892 | 0.01892 | 0.01892 | 0.01892 | 0.01892
World | HLI_Lignite_CHP_CCS | Lignite | 1 | 1.6667 | 1.6667 | 1.6667 | 1.6667 | 1.6667 | 1.6667 | 1.6667 | 1.6667
World | HLI_Lignite_CHP_CCS | CCS | 1 | 0.0202 | 0.0202 | 0.0202 | 0.0202 | 0.0202 | 0.0202 | 0.0202 | 0.0202
World | HLR_Biomass_CHP_CCS | Biomass | 1 | 1.5385 | 1.3462 | 1.2821 | 1.266 | 1.258 | 1.254 | 1.252 | 1.25
World | HLR_Biomass_CHP_CCS | CCS | 1 | 0.11846 | 0.10365 | 0.098718 | 0.097484 | 0.096867 | 0.096558 | 0.096404 | 0.09625
World | HLR_Hardcoal_CHP_CCS | Hardcoal | 1 | 1.6667 | 1.6667 | 1.6667 | 1.6667 | 1.6667 | 1.6667 | 1.6667 | 1.6667
World | HLR_Hardcoal_CHP_CCS | CCS | 1 | 0.01892 | 0.01892 | 0.01892 | 0.01892 | 0.01892 | 0.01892 | 0.01892 | 0.01892
World | HLR_Lignite_CHP_CCS | Lignite | 1 | 1.6667 | 1.6667 | 1.6667 | 1.6667 | 1.6667 | 1.6667 | 1.6667 | 1.6667
World | HLR_Lignite_CHP_CCS | CCS | 1 | 0.0202 | 0.0202 | 0.0202 | 0.0202 | 0.0202 | 0.0202 | 0.0202 | 0.0202
World | HMI_Gas_CCS | Gas_Natural | 1 | 1.0989 | 1.0989 | 1.0989 | 1.0989 | 1.0989 | 1.0989 | 1.0989 | 1.0989
World | HMI_Gas_CCS | CCS | 1 | 0.0073978 | 0.0073978 | 0.0073978 | 0.0073978 | 0.0073978 | 0.0073978 | 0.0073978 | 0.0073978
World | HMI_HardCoal_CCS | Hardcoal | 1 | 1.4164 | 1.4164 | 1.4164 | 1.4164 | 1.4164 | 1.4164 | 1.4164 | 1.4164
World | HMI_HardCoal_CCS | CCS | 1 | 0.016079 | 0.016079 | 0.016079 | 0.016079 | 0.016079 | 0.016079 | 0.016079 | 0.016079
World | P_Coal_Hardcoal_CCS | Hardcoal | 1 | 2.5556 | 2.5126 | 2.4697 | 2.4267 | 2.3838 | 2.3408 | 2.2979 | 2.2549
World | P_Coal_Hardcoal_CCS | CCS | 1 | 0.029011 | 0.028523 | 0.028036 | 0.027548 | 0.02706 | 0.026573 | 0.026085 | 0.025598
World | P_Coal_Lignite_CCS | Lignite | 1 | 2.381 | 2.2222 | 2.1739 | 2.1277 | 2.1277 | 2.1277 | 2.1277 | 2.1277
World | P_Coal_Lignite_CCS | CCS | 1 | 0.028857 | 0.026933 | 0.026348 | 0.025787 | 0.025787 | 0.025787 | 0.025787 | 0.025787
World | P_Gas_CCS | Gas_Natural | 1 | 1.7241 | 1.6667 | 1.6393 | 1.6129 | 1.6129 | 1.6129 | 1.6 | 1.5873
World | P_Gas_CCS | CCS | 1 | 0.019572 | 0.01892 | 0.01861 | 0.01831 | 0.01831 | 0.01831 | 0.018163 | 0.018019
World | X_SMR | Gas_Natural | 1 | 1.6667 | 1.5079 | 1.455 | 1.4418 | 1.4352 | 1.4319 | 1.4302 | 1.4286
World | X_SMR | Heat_Medium_Industrial | 1 | 0.33301 | 0.30129 | 0.29072 | 0.28808 | 0.28676 | 0.2861 | 0.28577 | 0.28544
World | X_SMR_CCS | Gas_Natural | 1 | 1.6667 | 1.5079 | 1.455 | 1.4418 | 1.4352 | 1.4319 | 1.4302 | 1.4286
World | X_SMR_CCS | Heat_Medium_Industrial | 1 | 0.33301 | 0.30129 | 0.29072 | 0.28808 | 0.28676 | 0.2861 | 0.28577 | 0.28544
World | X_SMR_CCS | CCS | 1 | 0.01122 | 0.010151 | 0.0097952 | 0.0097062 | 0.0096617 | 0.0096394 | 0.0096283 | 0.0096171
World | HLR_H2_Boiler | H2 | 1 | 1.1765 | 1.1248 | 1.1075 | 1.1032 | 1.1011 | 1.1 | 1.0994 | 1.0989
World | HLI_H2_Boiler | H2 | 1 | 1.1765 | 1.1248 | 1.1075 | 1.1032 | 1.1011 | 1.1 | 1.0994 | 1.0989
World | X_Biofuel | Biomass | 1 | 1.4286 | 1.3651 | 1.3439 | 1.3386 | 1.336 | 1.3347 | 1.334 | 1.3333
DE | D_Battery_Li-Ion | Power | 1 | bar: 2018 to 2050
DE | D_Battery_Redox | Power | 1 | bar: 2018 to 2050
DE | D_Gas_H2 | H2 | 1 | bar: 2018 to 2050
DE | D_Gas_Methane | Gas_Natural | 1 | bar: 2018 to 2050
DE | D_Heat_HLI | Heat_Low_Industrial | 1 | bar: 2018 to 2050
DE | D_Heat_HLR | Heat_Low_Residential | 1 | bar: 2018 to 2050
DE | D_PHS | Power | 1 | bar: 2018 to 2050
DE | D_PHS_Residual | Power | 1 | bar: 2018 to 2050
DE | D_CAES | Power | 1 | bar: 2018 to 2050
DE | FRT_Rail_Conv | Oil | 1 | 0.79887 | 0.787 | 0.7725 | 0.75812 | 0.74385 | 0.7297 | 0.71567 | 0.70175
DE | FRT_Rail_Conv | Biofuel | 2 | 0.95865 | 0.9444 | 0.927 | 0.90975 | 0.89263 | 0.87564 | 0.8588 | 0.84209
DE | FRT_Rail_Conv | Powerfuel | 3 | 0.79887 | 0.787 | 0.7725 | 0.75812 | 0.74385 | 0.7297 | 0.71567 | 0.70175
DE | FRT_Rail_Electric | Power | 1 | 0.46992 | 0.45524 | 0.43592 | 0.41702 | 0.39852 | 0.38042 | 0.36274 | 0.34546
DE | FRT_Road_OH | Power | 1 | 0.54921 | 0.52192 | 0.48959 | 0.45809 | 0.42743 | 0.39762 | 0.36865 | 0.34051
DE | FRT_Road_BEV | Power | 1 | 2.975 | 2.9485 | 2.9094 | 2.8734 | 2.838 | 2.8028 | 2.7677 | 2.7327
DE | FRT_Road_H2 | H2 | 1 | 2.985 | 2.9595 | 2.9131 | 2.8671 | 2.8215 | 2.7764 | 2.7316 | 2.6873
DE | FRT_Road_ICE | Oil | 1 | 3.18 | 3.1424 | 3.0978 | 3.0535 | 3.0096 | 2.966 | 2.9229 | 2.8801
DE | FRT_Road_ICE | Biofuel | 2 | 3.816 | 3.7705 | 3.7157 | 3.6614 | 3.6076 | 3.5542 | 3.5013 | 3.4488
DE | FRT_Road_ICE | Powerfuel | 3 | 3.18 | 3.1424 | 3.0978 | 3.0535 | 3.0096 | 2.966 | 2.9229 | 2.8801
DE | FRT_Road_PHEV | Power | 1 | 0.62141 | 0.61181 | 0.59573 | 0.57984 | 0.56413 | 0.54861 | 0.53328 | 0.51813
DE | FRT_Road_PHEV | Oil | 1 | 2.4856 | 2.4615 | 2.4325 | 2.4037 | 2.3751 | 2.3468 | 2.3188 | 2.2909
DE | FRT_Road_PHEV | Power | 2 | 0.74569 | 0.73417 | 0.71487 | 0.69581 | 0.67696 | 0.65834 | 0.63994 | 0.62176
DE | FRT_Road_PHEV | Biofuel | 2 | 3.816 | 3.8096 | 3.7935 | 3.7774 | 3.7613 | 3.7452 | 3.7291 | 3.713
DE | FRT_Road_PHEV | Power | 3 | 0.62141 | 0.61181 | 0.59573 | 0.57984 | 0.56413 | 0.54861 | 0.53328 | 0.51813
DE | FRT_Road_PHEV | Powerfuel | 3 | 2.4856 | 2.4615 | 2.4325 | 2.4037 | 2.3751 | 2.3468 | 2.3188 | 2.2909
DE | FRT_Ship_Bio | Biofuel | 1 | 0.62093 | 0.61056 | 0.59817 | 0.58587 | 0.57368 | 0.5616 | 0.54961 | 0.53773
DE | FRT_Ship_Conv | Oil | 1 | 0.51744 | 0.5088 | 0.49847 | 0.48823 | 0.47807 | 0.468 | 0.45801 | 0.44811
DE | FRT_Ship_Conv | Powerfuel | 2 | 0.51744 | 0.5088 | 0.49847 | 0.48823 | 0.47807 | 0.468 | 0.45801 | 0.44811
DE | P_Coal_Hardcoal | Hardcoal | 1 | 2.2222 | 2.1707 | 2.1169 | 2.0656 | 2.0583 | 2.0097 | 2.0026 | 1.9955
DE | P_Coal_Lignite | Lignite | 1 | 2.381 | 2.2189 | 2.1627 | 2.1092 | 2.1016 | 2.0939 | 2.0862 | 2.0786
DE | P_Gas | Gas_Natural | 1 | 1.7241 | 1.6649 | 1.6333 | 1.6029 | 1.5987 | 1.5946 | 1.578 | 1.5617
DE | P_Nuclear | Nuclear | 1 | 2.7027 | 2.6981 | 2.6508 | 2.6049 | 2.4653 | 2.3396 | 2.3302 | 2.3208
DE | P_Oil | Oil | 1 | 2.6316 | 2.6271 | 2.616 | 2.6049 | 2.5938 | 2.5827 | 2.5716 | 2.5605
DE | P_Biomass | Biomass | 1 | 2.9412 | 2.8516 | 2.7378 | 2.6273 | 2.5203 | 2.4167 | 2.3165 | 2.2197
DE | PSNG_Air_Bio | Biofuel | 1 | 1.8603 | 1.8249 | 1.7869 | 1.7494 | 1.7121 | 1.6753 | 1.6389 | 1.6028
DE | PSNG_Air_Conv | Oil | 1 | 1.2402 | 1.2174 | 1.194 | 1.1708 | 1.1479 | 1.1253 | 1.1029 | 1.0807
DE | PSNG_Air_Conv | Powerfuel | 2 | 1.2402 | 1.2174 | 1.194 | 1.1708 | 1.1479 | 1.1253 | 1.1029 | 1.0807
DE | PSNG_Air_H2 | H2 | 1 | 1.3022 | 1.2768 | 1.2489 | 1.2219 | 1.1957 | 1.1704 | 1.1459 | 1.1222
DE | PSNG_Rail_Conv | Oil | 1 | 0.67391 | 0.65814 | 0.64022 | 0.62247 | 0.60488 | 0.58745 | 0.57018 | 0.55308
DE | PSNG_Rail_Conv | Biofuel | 2 | 0.8087 | 0.78977 | 0.76827 | 0.74696 | 0.72585 | 0.70494 | 0.68422 | 0.6637
DE | PSNG_Rail_Conv | Powerfuel | 3 | 0.67391 | 0.65814 | 0.64022 | 0.62247 | 0.60488 | 0.58745 | 0.57018 | 0.55308
DE | PSNG_Rail_Electric | Power | 1 | 0.375 | 0.36346 | 0.34821 | 0.33329 | 0.31869 | 0.3044 | 0.29043 | 0.27679
DE | PSNG_Road_BEV | Power | 1 | 0.46 | 0.35743 | 0.3185 | 0.30469 | 0.29509 | 0.28756 | 0.28105 | 0.27457
DE | PSNG_Road_H2 | H2 | 1 | 0.45333 | 0.42835 | 0.39929 | 0.37101 | 0.34351 | 0.3168 | 0.29086 | 0.26571
DE | PSNG_Road_ICE | Oil | 1 | 1.4267 | 1.3749 | 1.3222 | 1.2701 | 1.2185 | 1.1676 | 1.1172 | 1.0674
DE | PSNG_Road_ICE | Biofuel | 2 | 1.712 | 1.7104 | 1.7063 | 1.7022 | 1.6982 | 1.6941 | 1.69 | 1.686
DE | PSNG_Road_ICE | Powerfuel | 3 | 1.4267 | 1.3749 | 1.3222 | 1.2701 | 1.2185 | 1.1676 | 1.1172 | 1.0674
DE | PSNG_Road_PHEV | Power | 1 | 0.196 | 0.1476 | 0.12957 | 0.12342 | 0.11926 | 0.11609 | 0.11339 | 0.11071
DE | PSNG_Road_PHEV | Oil | 1 | 0.784 | 0.59331 | 0.5273 | 0.5087 | 0.49802 | 0.49127 | 0.48648 | 0.48171
DE | PSNG_Road_PHEV | Power | 2 | 0.2352 | 0.17713 | 0.15548 | 0.1481 | 0.14312 | 0.1393 | 0.13607 | 0.13286
DE | PSNG_Road_PHEV | Biofuel | 2 | 0.9408 | 0.71197 | 0.63276 | 0.61045 | 0.59763 | 0.58953 | 0.58378 | 0.57806
DE | PSNG_Road_PHEV | Power | 3 | 0.196 | 0.1476 | 0.12957 | 0.12342 | 0.11926 | 0.11609 | 0.11339 | 0.11071
DE | PSNG_Road_PHEV | Powerfuel | 3 | 0.784 | 0.59331 | 0.5273 | 0.5087 | 0.49802 | 0.49127 | 0.48648 | 0.48171
DE | RES_PV_Rooftop_Commercial | Area_Rooftop_Commercial | 4 | 4 | 3.9918 | 3.9714 | 3.951 | 3.9306 | 3.9102 | 3.8898 | 3.8694
DE | RES_PV_Rooftop_Residential | Area_Rooftop_Residential | 4 | 4 | 3.9918 | 3.9714 | 3.951 | 3.9306 | 3.9102 | 3.8898 | 3.8694
DE | X_Electrolysis | Power | 1 | 1.5625 | 1.3588 | 1.2817 | 1.2547 | 1.236 | 1.2215 | 1.2088 | 1.1964
DE | X_Fuel_Cell | H2 | 1 | 2.1277 | 2.0656 | 1.9813 | 1.902 | 1.8442 | 1.7882 | 1.749 | 1.7098
DE | X_Fuel_Cell | H2 | 2 | 2.7027 | 2.6049 | 2.5061 | 2.4109 | 2.3191 | 2.2306 | 2.1694 | 2.1082
DE | X_Methanation | H2 | 1 | 1.6667 | 1.6041 | 1.5294 | 1.4591 | 1.3931 | 1.3313 | 1.2738 | 1.2207
DE | X_Methanation | Biomass | 2 | 2.5641 | 2.3776 | 2.177 | 1.9847 | 1.8006 | 1.6247 | 1.4572 | 1.2978
DE | CHP_Biomass_CCS | Biomass | 1 | 3.3333 | 3.1048 | 3.0077 | 2.9143 | 2.8244 | 2.7378 | 2.6545 | 2.5741
DE | P_Biomass_CCS | Biomass | 1 | 2.9412 | 2.8395 | 2.7563 | 1.6286 | 2.5649 | 2.4607 | 2.4218 | 2.383
DE | CHP_Gas | Gas_Bio | 2 | 1.7544 | 1.693 | 1.6603 | 1.6289 | 1.6115 | 1.5946 | 1.578 | 1.5617
DE | HHT_Gas | Gas_Bio | 2 | 1.1111 | 1.1108 | 1.1101 | 1.1093 | 1.1085 | 1.1078 | 1.107 | 1.1063
DE | HLT_Gas | Gas_Bio | 2 | 1.1111 | 1.1108 | 1.1101 | 1.1093 | 1.1085 | 1.1078 | 1.107 | 1.1063
DE | P_Gas | Gas_Bio | 2 | 1.7241 | 1.6649 | 1.6333 | 1.6029 | 1.5987 | 1.5946 | 1.578 | 1.5617
DE | CHP_Gas | Gas_Synth | 3 | 1.7544 | 1.693 | 1.6603 | 1.6289 | 1.6115 | 1.5946 | 1.578 | 1.5617
DE | HHT_Gas | Gas_Synth | 3 | 1.1111 | 1.1108 | 1.1101 | 1.1093 | 1.1085 | 1.1078 | 1.107 | 1.1063
DE | HLT_Gas | Gas_Synth | 3 | 1.1111 | 1.1108 | 1.1101 | 1.1093 | 1.1085 | 1.1078 | 1.107 | 1.1063
DE | P_Gas | Gas_Synth | 3 | 1.7241 | 1.6649 | 1.6333 | 1.6029 | 1.5987 | 1.5946 | 1.578 | 1.5617
DE | HLR_Gas_Boiler | Gas_Natural | 1 | 1.1111 | 1.1108 | 1.1101 | 1.1093 | 1.1085 | 1.1078 | 1.107 | 1.1063
DE | HLR_Gas_Boiler | Gas_Bio | 2 | 1.1111 | 1.1108 | 1.1101 | 1.1093 | 1.1085 | 1.1078 | 1.107 | 1.1063
DE | HLR_Gas_Boiler | Gas_Synth | 3 | 1.1111 | 1.1108 | 1.1101 | 1.1093 | 1.1085 | 1.1078 | 1.107 | 1.1063
DE | HLR_Gas_CHP | Gas_Natural | 1 | 1.2195 | 1.2189 | 1.2174 | 1.2159 | 1.2144 | 1.2129 | 1.2114 | 1.21
DE | HLR_Gas_CHP | Gas_Bio | 2 | 1.2195 | 1.2189 | 1.2174 | 1.2159 | 1.2144 | 1.2129 | 1.2114 | 1.21
DE | HLR_Gas_CHP | Gas_Synth | 3 | 1.2195 | 1.2189 | 1.2174 | 1.2159 | 1.2144 | 1.2129 | 1.2114 | 1.21
DE | HLR_Biomass | Biomass | 1 | 1.25 | 1.2476 | 1.2417 | 1.2357 | 1.2298 | 1.2238 | 1.2179 | 1.2119
DE | HLR_Biomass_CHP | Biomass | 1 | 1.5385 | 1.5333 | 1.5205 | 1.5077 | 1.4949 | 1.4821 | 1.4692 | 1.4564
DE | HLR_Hardcoal | Hardcoal | 1 | 1.3333 | 1.3324 | 1.3302 | 1.3279 | 1.3256 | 1.3234 | 1.3211 | 1.3188
DE | HLR_Lignite | Lignite | 1 | 1.3333 | 1.3324 | 1.3302 | 1.3279 | 1.3256 | 1.3234 | 1.3211 | 1.3188
DE | HLR_Hardcoal_CHP | Hardcoal | 1 | 1.6667 | 1.6649 | 1.6603 | 1.6558 | 1.6512 | 1.6467 | 1.6422 | 1.6376
DE | HLR_Lignite_CHP | Lignite | 1 | 1.6667 | 1.6649 | 1.6603 | 1.6558 | 1.6512 | 1.6467 | 1.6422 | 1.6376
DE | HLR_Direct_Electric | Power | 1 | 1.0417 | 1.0306 | 1.0248 | 1.0192 | 1.014 | 1.009 | 1.0044 | 1
DE | HLR_Solar_Thermal | Area_Rooftop_Residential | 1 | 0.16583 | 0.16425 | 0.1603 | 0.15635 | 0.1524 | 0.14845 | 0.14451 | 0.14056
DE | HLR_Heatpump_Aerial | Power | 1 | 0.4 | 0.35217 | 0.32938 | 0.31778 | 0.30805 | 0.29924 | 0.29088 | 0.28254
DE | HLR_Heatpump_Ground | Power | 1 | 0.28571 | 0.25941 | 0.2455 | 0.23759 | 0.23067 | 0.22425 | 0.21807 | 0.2119
DE | HLR_Geothermal | ignore | 1 | 0 | 0 | 0 | 0 | 0 | 0 | 0 | 0
DE | HLR_Oil_Boiler | Oil | 1 | 1.1765 | 1.176 | 1.1748 | 1.1736 | 1.1724 | 1.1712 | 1.17 | 1.1688
DE | HLI_Gas_Boiler | Gas_Natural | 1 | 1.1111 | 1.1108 | 1.1101 | 1.1093 | 1.1085 | 1.1078 | 1.107 | 1.1063
DE | HLI_Gas_Boiler | Gas_Bio | 2 | 1.1111 | 1.1108 | 1.1101 | 1.1093 | 1.1085 | 1.1078 | 1.107 | 1.1063
DE | HLI_Gas_Boiler | Gas_Synth | 3 | 1.1111 | 1.1108 | 1.1101 | 1.1093 | 1.1085 | 1.1078 | 1.107 | 1.1063
DE | HLI_Gas_CHP | Gas_Natural | 1 | 1.2195 | 1.2189 | 1.2174 | 1.2159 | 1.2144 | 1.2129 | 1.2114 | 1.21
DE | HLI_Gas_CHP | Gas_Bio | 2 | 1.2195 | 1.2189 | 1.2174 | 1.2159 | 1.2144 | 1.2129 | 1.2114 | 1.21
DE | HLI_Gas_CHP | Gas_Synth | 3 | 1.2195 | 1.2189 | 1.2174 | 1.2159 | 1.2144 | 1.2129 | 1.2114 | 1.21
DE | HLI_Biomass | Biomass | 1 | 1.25 | 1.2476 | 1.2417 | 1.2357 | 1.2298 | 1.2238 | 1.2179 | 1.2119
DE | HLI_Biomass_CHP | Biomass | 1 | 1.5385 | 1.5333 | 1.5205 | 1.5077 | 1.4949 | 1.4821 | 1.4692 | 1.4564
DE | HLI_Hardcoal | Hardcoal | 1 | 1.3333 | 1.3324 | 1.3302 | 1.3279 | 1.3256 | 1.3234 | 1.3211 | 1.3188
DE | HLI_Lignite | Lignite | 1 | 1.3333 | 1.3324 | 1.3302 | 1.3279 | 1.3256 | 1.3234 | 1.3211 | 1.3188
DE | HLI_Hardcoal_CHP | Hardcoal | 1 | 1.6667 | 1.6649 | 1.6603 | 1.6558 | 1.6512 | 1.6467 | 1.6422 | 1.6376
DE | HLI_Lignite_CHP | Lignite | 1 | 1.6667 | 1.6649 | 1.6603 | 1.6558 | 1.6512 | 1.6467 | 1.6422 | 1.6376
DE | HLI_Direct_Electric | Power | 1 | 1.0101 | 1.01 | 1.0098 | 1.0095 | 1.0093 | 1.009 | 1.0088 | 1.0086
DE | HLI_Solar_Thermal | Area_Rooftop_Commercial | 1 | 0.16583 | 0.16425 | 0.1603 | 0.15635 | 0.1524 | 0.14845 | 0.14451 | 0.14056
DE | HLI_Fuelcell | H2 | 1 | 2.1277 | 2.0656 | 1.9813 | 1.902 | 1.8442 | 1.7882 | 1.749 | 1.7098
DE | HLI_Fuelcell | H2 | 2 | 2.7027 | 2.6049 | 2.5061 | 2.4109 | 2.3191 | 2.2306 | 2.1694 | 2.1082
DE | HLI_Geothermal | ignore | 1 | 0 | 0 | 0 | 0 | 0 | 0 | 0 | 0
DE | HLI_Oil_Boiler | Oil | 1 | 1.1765 | 1.176 | 1.1748 | 1.1736 | 1.1724 | 1.1712 | 1.17 | 1.1688
DE | HLI_Oil_CHP | Oil | 1 | 1.3514 | 1.3504 | 1.348 | 1.3456 | 1.3432 | 1.3408 | 1.3384 | 1.3361
DE | HMI_Gas | Gas_Natural | 1 | 1.0989 | 1.0986 | 1.098 | 1.0973 | 1.0966 | 1.0959 | 1.0953 | 1.0946
DE | HMI_Gas | Gas_Bio | 2 | 1.0989 | 1.0986 | 1.098 | 1.0973 | 1.0966 | 1.0959 | 1.0953 | 1.0946
DE | HMI_Gas | Gas_Synth | 3 | 1.0989 | 1.0986 | 1.098 | 1.0973 | 1.0966 | 1.0959 | 1.0953 | 1.0946
DE | HMI_H2 | H2 | 1 | 1.0989 | 1.0973 | 1.0932 | 1.0892 | 1.0852 | 1.0811 | 1.0771 | 1.0731
DE | HMI_Biomass | Biomass | 1 | 1.3575 | 1.3541 | 1.3456 | 1.337 | 1.3285 | 1.32 | 1.3115 | 1.303
DE | HMI_HardCoal | Hardcoal | 1 | 1.4164 | 1.4152 | 1.4124 | 1.4096 | 1.4067 | 1.4039 | 1.4011 | 1.3982
DE | HMI_Steam_Electric | Power | 1 | 1.0309 | 1.0306 | 1.0299 | 1.0292 | 1.0284 | 1.0277 | 1.027 | 1.0262
DE | HMI_Oil | Oil | 1 | 1.6773 | 1.6754 | 1.6708 | 1.6662 | 1.6616 | 1.657 | 1.6524 | 1.6478
DE | HHI_BF_BOF | Hardcoal | 1 | 2.2624 | 2.2297 | 2.1922 | 2.1551 | 2.1184 | 2.0821 | 2.0462 | 2.0108
DE | HHI_BF_BOF | Hardcoal | 2 | 1.6017 | 1.5793 | 1.5548 | 1.5305 | 1.5065 | 1.4828 | 1.4594 | 1.4363
DE | HHI_BF_BOF | Gas_Natural | 2 | 0.40043 | 0.39416 | 0.38632 | 0.37855 | 0.37085 | 0.36322 | 0.35567 | 0.34818
DE | HHI_BF_BOF | Hardcoal | 3 | 1.6017 | 1.5793 | 1.5548 | 1.5305 | 1.5065 | 1.4828 | 1.4594 | 1.4363
DE | HHI_BF_BOF | Gas_Synth | 3 | 0.40043 | 0.39416 | 0.38632 | 0.37855 | 0.37085 | 0.36322 | 0.35567 | 0.34818
DE | HHI_BF_BOF | Hardcoal | 4 | 1.6017 | 1.5793 | 1.5548 | 1.5305 | 1.5065 | 1.4828 | 1.4594 | 1.4363
DE | HHI_BF_BOF | Gas_Bio | 4 | 0.40043 | 0.39416 | 0.38632 | 0.37855 | 0.37085 | 0.36322 | 0.35567 | 0.34818
DE | HHI_DRI_EAF | Power | 1 | 0.47031 | 0.45474 | 0.43299 | 0.41176 | 0.39107 | 0.37092 | 0.35129 | 0.3322
DE | HHI_DRI_EAF | Gas_Natural | 1 | 2.4691 | 2.4065 | 2.3387 | 2.2717 | 2.2054 | 2.14 | 2.0754 | 2.0116
DE | HHI_DRI_EAF | Power | 2 | 0.47031 | 0.45474 | 0.43299 | 0.41176 | 0.39107 | 0.37092 | 0.35129 | 0.3322
DE | HHI_DRI_EAF | Gas_Synth | 2 | 2.4691 | 2.4065 | 2.3387 | 2.2717 | 2.2054 | 2.14 | 2.0754 | 2.0116
DE | HHI_DRI_EAF | Power | 3 | 0.47031 | 0.45474 | 0.43299 | 0.41176 | 0.39107 | 0.37092 | 0.35129 | 0.3322
DE | HHI_DRI_EAF | Gas_Bio | 3 | 2.4691 | 2.4065 | 2.3387 | 2.2717 | 2.2054 | 2.14 | 2.0754 | 2.0116
DE | HHI_Scrap_EAF | Power | 1 | 1.5873 | 1.5443 | 1.4947 | 1.4468 | 1.4008 | 1.3566 | 1.3142 | 1.2736
DE | HHI_H2DRI_EAF | Power | 1 | 0.97002 | 0.96078 | 0.93768 | 0.91459 | 0.89149 | 0.8684 | 0.8453 | 0.82221
DE | HHI_H2DRI_EAF | H2 | 1 | 1.9694 | 1.9536 | 1.914 | 1.8745 | 1.8349 | 1.7953 | 1.7558 | 1.7162
DE | HHI_Molten_Electrolysis | Power | 1 | 1.25 | 1.2476 | 1.2417 | 1.2357 | 1.2298 | 1.2238 | 1.2179 | 1.2119
DE | HHI_Bio_BF_BOF | Biomass | 1 | 2.0453 | 2.009 | 1.9591 | 1.9104 | 1.863 | 1.8169 | 1.772 | 1.7284
DE | HHI_Bio_BF_BOF | Gas_Natural | 1 | 0.51131 | 0.5033 | 0.49329 | 0.48337 | 0.47354 | 0.4638 | 0.45415 | 0.44459
DE | HHI_Bio_BF_BOF | Biomass | 2 | 2.0453 | 2.009 | 1.9591 | 1.9104 | 1.863 | 1.8169 | 1.772 | 1.7284
DE | HHI_Bio_BF_BOF | Gas_Synth | 2 | 0.51131 | 0.5033 | 0.49329 | 0.48337 | 0.47354 | 0.4638 | 0.45415 | 0.44459
DE | HHI_Bio_BF_BOF | Biomass | 3 | 2.0453 | 2.009 | 1.9591 | 1.9104 | 1.863 | 1.8169 | 1.772 | 1.7284
DE | HHI_Bio_BF_BOF | Gas_Bio | 3 | 0.51131 | 0.5033 | 0.49329 | 0.48337 | 0.47354 | 0.4638 | 0.45415 | 0.44459
DE | HHI_BF_BOF_CCS | Hardcoal | 1 | 2.2624 | 2.2297 | 2.1922 | 2.1551 | 2.1184 | 2.0821 | 2.0462 | 2.0108
DE | HHI_BF_BOF_CCS | Hardcoal | 2 | 1.6017 | 1.5793 | 1.5548 | 1.5305 | 1.5065 | 1.4828 | 1.4594 | 1.4363
DE | HHI_BF_BOF_CCS | Gas_Natural | 2 | 0.40043 | 0.39416 | 0.38632 | 0.37855 | 0.37085 | 0.36322 | 0.35567 | 0.34818
DE | HHI_BF_BOF_CCS | Hardcoal | 3 | 1.6017 | 1.5793 | 1.5548 | 1.5305 | 1.5065 | 1.4828 | 1.4594 | 1.4363
DE | HHI_BF_BOF_CCS | Gas_Synth | 3 | 0.40043 | 0.39416 | 0.38632 | 0.37855 | 0.37085 | 0.36322 | 0.35567 | 0.34818
DE | HHI_BF_BOF_CCS | Hardcoal | 4 | 1.6017 | 1.5793 | 1.5548 | 1.5305 | 1.5065 | 1.4828 | 1.4594 | 1.4363
DE | HHI_BF_BOF_CCS | Gas_Bio | 4 | 0.40043 | 0.39416 | 0.38632 | 0.37855 | 0.37085 | 0.36322 | 0.35567 | 0.34818
DE | HHI_DRI_EAF_CCS | Power | 1 | 0.47031 | 0.45474 | 0.43299 | 0.41176 | 0.39107 | 0.37092 | 0.35129 | 0.3322
DE | HHI_DRI_EAF_CCS | Gas_Natural | 1 | 2.4691 | 2.4065 | 2.3387 | 2.2717 | 2.2054 | 2.14 | 2.0754 | 2.0116
DE | HLI_Biomass_CHP_CCS | Biomass | 1 | 1.5385 | 1.5333 | 1.5205 | 1.5077 | 1.4949 | 1.4821 | 1.4692 | 1.4564
DE | HLI_Hardcoal_CHP_CCS | Hardcoal | 1 | 1.6667 | 1.6649 | 1.6603 | 1.6558 | 1.6512 | 1.6467 | 1.6422 | 1.6376
DE | HLI_Lignite_CHP_CCS | Lignite | 1 | 1.6667 | 1.6649 | 1.6603 | 1.6558 | 1.6512 | 1.6467 | 1.6422 | 1.6376
DE | HLR_Biomass_CHP_CCS | Biomass | 1 | 1.5385 | 1.5333 | 1.5205 | 1.5077 | 1.4949 | 1.4821 | 1.4692 | 1.4564
DE | HLR_Hardcoal_CHP_CCS | Hardcoal | 1 | 1.6667 | 1.6649 | 1.6603 | 1.6558 | 1.6512 | 1.6467 | 1.6422 | 1.6376
DE | HLR_Lignite_CHP_CCS | Lignite | 1 | 1.6667 | 1.6649 | 1.6603 | 1.6558 | 1.6512 | 1.6467 | 1.6422 | 1.6376
DE | HMI_Gas_CCS | Gas_Natural | 1 | 1.0989 | 1.0986 | 1.098 | 1.0973 | 1.0966 | 1.0959 | 1.0953 | 1.0946
DE | HMI_HardCoal_CCS | Hardcoal | 1 | 1.4164 | 1.4152 | 1.4124 | 1.4096 | 1.4067 | 1.4039 | 1.4011 | 1.3982
DE | P_Coal_Hardcoal_CCS | Hardcoal | 1 | 2.6316 | 2.6271 | 2.616 | 2.6049 | 2.5938 | 2.5827 | 2.5716 | 2.5605
DE | P_Coal_Lignite_CCS | Lignite | 1 | 2.7027 | 2.6981 | 2.6865 | 2.6749 | 2.6633 | 2.6517 | 2.6402 | 2.6286
DE | P_Gas_CCS | Gas_Natural | 1 | 1.8519 | 1.8495 | 1.8437 | 1.8379 | 1.8321 | 1.8264 | 1.8206 | 1.8148
DE | P_Gas_CCS | Gas_Bio | 2 | 1.8519 | 1.8495 | 1.8437 | 1.8379 | 1.8321 | 1.8264 | 1.8206 | 1.8148
DE | P_Gas_CCS | Gas_Synth | 3 | 1.8519 | 1.8495 | 1.8437 | 1.8379 | 1.8321 | 1.8264 | 1.8206 | 1.8148
DE | X_SMR | Gas_Natural | 1 | 1.6667 | 1.5021 | 1.4368 | 1.4115 | 1.3929 | 1.3776 | 1.3638 | 1.3502
DE | X_SMR | Heat_Medium_Industrial | 1 | 0.33301 | 0.29785 | 0.27909 | 0.26833 | 0.2589 | 0.25013 | 0.24168 | 0.23324
DE | X_SMR_CCS | Gas_Natural | 1 | 1.6667 | 1.5021 | 1.4368 | 1.4115 | 1.3929 | 1.3776 | 1.3638 | 1.3502
DE | X_SMR_CCS | Heat_Medium_Industrial | 1 | 0.33301 | 0.29785 | 0.27909 | 0.26833 | 0.2589 | 0.25013 | 0.24168 | 0.23324
DE | HLR_H2_Boiler | H2 | 1 | 1.1765 | 1.1227 | 1.1014 | 1.0931 | 1.087 | 1.082 | 1.0775 | 1.0731
DE | HLI_H2_Boiler | H2 | 1 | 1.1765 | 1.1227 | 1.1014 | 1.0931 | 1.087 | 1.082 | 1.0775 | 1.0731
DE | X_Biofuel | Biomass | 1 | 1.4286 | 1.3616 | 1.3325 | 1.3193 | 1.3088 | 1.2996 | 1.2911 | 1.2825
DE | X_Powerfuel | H2 | 1 | 2.2436 | 2.1681 | 2.0693 | 1.8918 | 1.777 | 1.6751 | 1.6125 | 1.5541
DE | X_Powerfuel | Power | 1 | 0.32051 | 0.30952 | 0.29472 | 0.26786 | 0.24974 | 0.23313 | 0.2223 | 0.2119
DE | X_Powerfuel | Gas_Synth | 2 | 2.1277 | 2.038 | 1.9516 | 1.8723 | 1.7993 | 1.7318 | 1.6694 | 1.6115
DE | X_Gasifier | LH2 | 4 | bar: 2018 to 2050
DE | X_Gasifier | LSG | 3 | bar: 2018 to 2050
DE | X_Gasifier | LBG | 2 | bar: 2018 to 2050
DE | X_Gasifier | LNG | 1 | bar: 2018 to 2050
DE | X_Liquifier | H2 | 4 | bar: 2018 to 2050
DE | X_Liquifier | Gas_Synth | 3 | bar: 2018 to 2050
DE | X_Liquifier | Gas_Bio | 2 | bar: 2018 to 2050
DE | X_Liquifier | Gas_Natural | 1 | bar: 2018 to 2050
DE | FRT_Road_LNG | LNG | 1 | 0.597 | 0.59564 | 0.59222 | 0.58881 | 0.5854 | 0.58199 | 0.57858 | 0.57517
DE | FRT_Ship_LNG | LNG | 1 | 0.10349 | 0.10325 | 0.10266 | 0.10207 | 0.10148 | 0.10089 | 0.1003 | 0.099704
DE | PSNG_Road_LNG | LNG | 1 | 0.68 | 0.67845 | 0.67456 | 0.67067 | 0.66679 | 0.6629 | 0.65902 | 0.65513
DE | P_H2_OCGT | H2 | 1 | 2.6316 | 2.4755 | 2.302 | 2.1481 | 2.0526 | 2.0027 | 1.9528 | 1.9029
DE | X_DAC_LT | Air | 1 | bar: 2018 to 2050
DE | X_DAC_LT | Power | 1 | 0.9 | 0.88971 | 0.8208 | 0.75446 | 0.69556 | 0.63893 | 0.58608 | 0.53539
DE | X_DAC_LT | Heat_Low_Industrial | 1 | 6.3 | 6.2394 | 5.656 | 5.0983 | 4.6248 | 4.1733 | 3.7895 | 3.4246
DE | X_DAC_HT | Air | 1 | bar: 2018 to 2050
DE | X_DAC_HT | Power | 1 | 5.526 | 5.4743 | 5.2119 | 4.9575 | 4.7174 | 4.4849 | 4.266 | 4.0542
DE | Z_ETS_Buy | ETS | 1 | bar: 2018 to 2050
DE | Z_ETS_Sell | ETS_Source | 1 | bar: 2018 to 2050
DE | CHP_Biomass_Solid | Biomass | 1 | 2.8902 | 2.8902 | 2.8902 | 2.8902 | 2.8902 | 2.8902 | 2.8902 | 2.8902 | JRC TIMES | Power only
DE | CHP_Coal_Hardcoal | Hardcoal | 1 | 2.6525 | 2.6525 | 2.6525 | 2.6525 | 2.6525 | 2.6525 | 2.6525 | 2.6525 | JRC TIMES | Power only
DE | CHP_Coal_Lignite | Lignite | 1 | 2.8249 | 2.8249 | 2.8249 | 2.8249 | 2.8249 | 2.8249 | 2.8249 | 2.8249 | JRC TIMES | Power only
DE | CHP_Gas_CCGT_Natural | Gas_Natural | 1 | 1.8484 | 1.8484 | 1.8484 | 1.8484 | 1.8484 | 1.8484 | 1.8484 | 1.8484 | JRC TIMES | Power only
DE | CHP_Gas_CCGT_Biogas | Gas_Bio | 1 | 1.8484 | 1.8484 | 1.8484 | 1.8484 | 1.8484 | 1.8484 | 1.8484 | 1.8484 | JRC TIMES | Power only
DE | CHP_Gas_CCGT_SynGas | Gas_Synth | 1 | 1.8484 | 1.8484 | 1.8484 | 1.8484 | 1.8484 | 1.8484 | 1.8484 | 1.8484 | JRC TIMES | Power only
DE | CHP_Biomass_Solid_CCS | Biomass | 1 | 3.0347 | 3.0347 | 3.0347 | 3.0347 | 3.0347 | 3.0347 | 3.0347 | 3.0347 | JRC TIMES | Power only | 5% eff loss due to CO2 capture
DE | CHP_Coal_Hardcoal_CCS | Hardcoal | 1 | 2.7851 | 2.7851 | 2.7851 | 2.7851 | 2.7851 | 2.7851 | 2.7851 | 2.7851 | JRC TIMES | Power only | 5% eff loss due to CO2 capture
DE | CHP_Coal_Lignite_CCS | Lignite | 1 | 2.9661 | 2.9661 | 2.9661 | 2.9661 | 2.9661 | 2.9661 | 2.9661 | 2.9661 | JRC TIMES | Power only | 5% eff loss due to CO2 capture
DE | CHP_Gas_CCGT_Natural_CCS | Gas_Natural | 1 | 1.9409 | 1.9409 | 1.9409 | 1.9409 | 1.9409 | 1.9409 | 1.9409 | 1.9409 | JRC TIMES | Power only | 5% eff loss due to CO2 capture
DE | CHP_Gas_CCGT_Biogas_CCS | Gas_Bio | 1 | 1.9409 | 1.9409 | 1.9409 | 1.9409 | 1.9409 | 1.9409 | 1.9409 | 1.9409 | JRC TIMES | Power only | 5% eff loss due to CO2 capture
DE | CHP_Biomass_Solid | Biomass | 2 | 3.5714 | 3.5714 | 3.5714 | 3.5714 | 3.5714 | 3.5714 | 3.5714 | 3.5714 | JRC TIMES | Power+Heat
DE | CHP_Coal_Hardcoal | Hardcoal | 2 | 3.5336 | 3.5336 | 3.5336 | 3.5336 | 3.5336 | 3.5336 | 3.5336 | 3.5336 | JRC TIMES | Power+Heat
DE | CHP_Coal_Lignite | Lignite | 2 | 3.7594 | 3.7594 | 3.7594 | 3.7594 | 3.7594 | 3.7594 | 3.7594 | 3.7594 | JRC TIMES | Power+Heat
DE | CHP_Gas_CCGT_Natural | Gas_Natural | 2 | 2.008 | 2.008 | 2.008 | 2.008 | 2.008 | 2.008 | 2.008 | 2.008 | JRC TIMES | Power+Heat
DE | CHP_Gas_CCGT_Biogas | Gas_Bio | 2 | 2.008 | 2.008 | 2.008 | 2.008 | 2.008 | 2.008 | 2.008 | 2.008 | JRC TIMES | Power+Heat
DE | CHP_Gas_CCGT_SynGas | Gas_Synth | 2 | 2.008 | 2.008 | 2.008 | 2.008 | 2.008 | 2.008 | 2.008 | 2.008 | JRC TIMES | Power+Heat
DE | CHP_Biomass_Solid_CCS | Biomass | 2 | 3.75 | 3.75 | 3.75 | 3.75 | 3.75 | 3.75 | 3.75 | 3.75 | JRC TIMES | Power+Heat | 5% eff loss due to CO2 capture
DE | CHP_Coal_Hardcoal_CCS | Hardcoal | 2 | 3.7102 | 3.7102 | 3.7102 | 3.7102 | 3.7102 | 3.7102 | 3.7102 | 3.7102 | JRC TIMES | Power+Heat | 5% eff loss due to CO2 capture
DE | CHP_Coal_Lignite_CCS | Lignite | 2 | 3.9474 | 3.9474 | 3.9474 | 3.9474 | 3.9474 | 3.9474 | 3.9474 | 3.9474 | JRC TIMES | Power+Heat | 5% eff loss due to CO2 capture
DE | CHP_Gas_CCGT_Natural_CCS | Gas_Natural | 2 | 2.1084 | 2.1084 | 2.1084 | 2.1084 | 2.1084 | 2.1084 | 2.1084 | 2.1084 | JRC TIMES | Power+Heat | 5% eff loss due to CO2 capture
DE | CHP_Gas_CCGT_Biogas_CCS | Gas_Bio | 2 | 2.1084 | 2.1084 | 2.1084 | 2.1084 | 2.1084 | 2.1084 | 2.1084 | 2.1084 | JRC TIMES | Power+Heat | 5% eff loss due to CO2 capture
DE | CHP_Hydrogen_FuelCell | H2 | 2 | [8 empty] | old data (90% eff, Kevin) | Power+Heat | bar: 2018 to 2050
DE | HLI_Convert_DH | Heat_District | 1 | bar: 2018 to 2050
DE | HLR_Convert_DH | Heat_District | 1 | bar: 2018 to 2050
DE | CHP_Oil | Oil | 1 | 2.8249 | 2.8249 | 2.8249 | 2.8249 | 2.8249 | 2.8249 | 2.8249 | 2.8249 | using lignite values
DE | CHP_Oil | Oil | 2 | 3.7594 | 3.7594 | 3.7594 | 3.7594 | 3.7594 | 3.7594 | 3.7594 | 3.7594 | using lignite values
DE | P_Gas_CCGT | Gas_Natural | 1 | 1.7241 | 1.6667 | 1.6393 | 1.6129 | 1.6129 | 1.6129 | 1.6 | 1.5873 | ETRI 2014
DE | P_Gas_OCGT | Gas_Natural | 1 | 2.6316 | 2.5 | 2.381 | 2.2727 | 2.2222 | 2.2222 | 2.2222 | 2.2222
DE | P_Gas_Engines | Gas_Natural | 1 | 2.8571 | 2.7778 | 2.7027 | 2.6316 | 2.5641 | 2.5641 | 2.5641 | 2.5641
DE | P_Gas_CCGT | Gas_Bio | 2 | 1.7241 | 1.6667 | 1.6393 | 1.6129 | 1.6129 | 1.6129 | 1.6 | 1.5873 | ETRI 2014
DE | P_Gas_OCGT | Gas_Bio | 2 | 2.6316 | 2.5 | 2.381 | 2.2727 | 2.2222 | 2.2222 | 2.2222 | 2.2222
DE | P_Gas_Engines | Gas_Bio | 2 | 2.8571 | 2.7778 | 2.7027 | 2.6316 | 2.5641 | 2.5641 | 2.5641 | 2.5641
DE | P_Gas_CCGT | Gas_Synth | 3 | 1.7241 | 1.6667 | 1.6393 | 1.6129 | 1.6129 | 1.6129 | 1.6 | 1.5873 | ETRI 2014
DE | P_Gas_OCGT | Gas_Synth | 3 | 2.6316 | 2.5 | 2.381 | 2.2727 | 2.2222 | 2.2222 | 2.2222 | 2.2222
DE | P_Gas_Engines | Gas_Synth | 3 | 2.8571 | 2.7778 | 2.7027 | 2.6316 | 2.5641 | 2.5641 | 2.5641 | 2.5641

## Par_OutputActivityRatio
OutputActivityRatio{r in REGION, t in TECHNOLOGY, f in FUEL, m in MODEOFOPERATION, y in YEAR}
Ratio of output to activity. Desribes, together with the InputActivityRatio, the efficiency of the technology.
Unit: Fraction
Region | Technology | Fuel | ModeOfOperation | 2018 | 2020 | 2025 | 2030 | 2035 | 2040 | 2045 | 2050
World | A_Rooftop_Commercial | Area_Rooftop_Commercial | 1 | bar: 2018 to 2050
World | A_Rooftop_Residential | Area_Rooftop_Residential | 1 | bar: 2018 to 2050
World | D_Battery_Li-Ion | Power | 2 | bar: 2018 to 2050
World | D_Battery_Redox | Power | 2 | bar: 2018 to 2050
World | D_Gas_H2 | H2 | 2 | bar: 2018 to 2050
World | D_Gas_Methane | Gas_Natural | 2 | bar: 2018 to 2050
World | D_Heat_HLI | Heat_Low_Industrial | 2 | bar: 2018 to 2050
World | D_Heat_HLR | Heat_Low_Residential | 2 | bar: 2018 to 2050
World | D_PHS | Power | 2 | bar: 2018 to 2050
World | D_PHS_Residual | Power | 2 | bar: 2018 to 2050
World | D_CAES | Power | 2 | bar: 2018 to 2050
World | FRT_Rail_Conv | Mobility_Freight | 1 | bar: 2018 to 2050
World | FRT_Rail_Conv | Mobility_Freight | 2 | bar: 2018 to 2050
World | FRT_Rail_Conv | Mobility_Freight | 3 | bar: 2018 to 2050
World | FRT_Rail_Electric | Mobility_Freight | 1 | bar: 2018 to 2050
World | FRT_Road_OH | Mobility_Freight | 1 | bar: 2018 to 2050
World | FRT_Road_BEV | Mobility_Freight | 1 | bar: 2018 to 2050
World | FRT_Road_H2 | Mobility_Freight | 1 | bar: 2018 to 2050
World | FRT_Road_ICE | Mobility_Freight | 1 | bar: 2018 to 2050
World | FRT_Road_PHEV | Mobility_Freight | 1 | bar: 2018 to 2050
World | FRT_Road_ICE | Mobility_Freight | 2 | bar: 2018 to 2050
World | FRT_Road_ICE | Mobility_Freight | 3 | bar: 2018 to 2050
World | FRT_Road_PHEV | Mobility_Freight | 2 | bar: 2018 to 2050
World | FRT_Road_PHEV | Mobility_Freight | 3 | bar: 2018 to 2050
World | FRT_Ship_Bio | Mobility_Freight | 1 | bar: 2018 to 2050
World | FRT_Ship_Conv | Mobility_Freight | 1 | bar: 2018 to 2050
World | FRT_Ship_Conv | Mobility_Freight | 2 | bar: 2018 to 2050
World | P_Coal_Hardcoal | Power | 1 | bar: 2018 to 2050
World | P_Coal_Lignite | Power | 1 | bar: 2018 to 2050
World | P_Gas | Power | 1 | bar: 2018 to 2050
World | P_Nuclear | Power | 1 | bar: 2018 to 2050
World | P_Oil | Power | 1 | bar: 2018 to 2050
World | P_Biomass | Power | 1 | bar: 2018 to 2050
World | PSNG_Air_Bio | Mobility_Passenger | 1 | bar: 2018 to 2050
World | PSNG_Air_Conv | Mobility_Passenger | 1 | bar: 2018 to 2050
World | PSNG_Air_Conv | Mobility_Passenger | 2 | bar: 2018 to 2050
World | PSNG_Air_H2 | Mobility_Passenger | 1 | bar: 2018 to 2050
World | PSNG_Rail_Conv | Mobility_Passenger | 1 | bar: 2018 to 2050
World | PSNG_Rail_Conv | Mobility_Passenger | 2 | bar: 2018 to 2050
World | PSNG_Rail_Conv | Mobility_Passenger | 3 | bar: 2018 to 2050
World | PSNG_Rail_Electric | Mobility_Passenger | 1 | bar: 2018 to 2050
World | PSNG_Road_BEV | Mobility_Passenger | 1 | bar: 2018 to 2050
World | PSNG_Road_H2 | Mobility_Passenger | 1 | bar: 2018 to 2050
World | PSNG_Road_ICE | Mobility_Passenger | 1 | bar: 2018 to 2050
World | PSNG_Road_ICE | Mobility_Passenger | 2 | bar: 2018 to 2050
World | PSNG_Road_ICE | Mobility_Passenger | 3 | bar: 2018 to 2050
World | PSNG_Road_PHEV | Mobility_Passenger | 1 | bar: 2018 to 2050
World | PSNG_Road_PHEV | Mobility_Passenger | 2 | bar: 2018 to 2050
World | PSNG_Road_PHEV | Mobility_Passenger | 3 | bar: 2018 to 2050
World | R_Coal_Hardcoal | Hardcoal | 1 | bar: 2018 to 2050
World | R_Coal_Lignite | Lignite | 1 | bar: 2018 to 2050
World | R_Gas | Gas_Natural | 1 | bar: 2018 to 2050
World | R_Nuclear | Nuclear | 1 | bar: 2018 to 2050
World | R_Oil | Oil | 1 | bar: 2018 to 2050
World | RES_CSP | Power | 1 | bar: 2018 to 2050
World | RES_CSP_Storage | Power | 1 | bar: 2018 to 2050
World | RES_Geothermal | Power | 1 | bar: 2018 to 2050
World | RES_Hydro_Large | Power | 1 | bar: 2018 to 2050
World | RES_Hydro_Small | Power | 1 | bar: 2018 to 2050
World | RES_Ocean | Power | 1 | bar: 2018 to 2050
World | RES_PV_Rooftop_Commercial | Power | 1 | bar: 2018 to 2050
World | RES_PV_Rooftop_Residential | Power | 1 | bar: 2018 to 2050
World | RES_PV_Utility_Avg | Power | 1 | bar: 2018 to 2050
World | RES_PV_Utility_Inf | Power | 1 | bar: 2018 to 2050
World | RES_PV_Utility_Opt | Power | 1 | bar: 2018 to 2050
World | RES_Wind_Offshore_Transitional | Power | 1 | bar: 2018 to 2050
World | RES_Wind_Offshore_Shallow | Power | 1 | bar: 2018 to 2050
World | RES_Wind_Offshore_Deep | Power | 1 | bar: 2018 to 2050
World | RES_Wind_Onshore_Avg | Power | 1 | bar: 2018 to 2050
World | RES_Wind_Onshore_Inf | Power | 1 | bar: 2018 to 2050
World | RES_Wind_Onshore_Opt | Power | 1 | bar: 2018 to 2050
World | RES_Biomass | Biomass | 1 | bar: 2018 to 2050
World | X_Electrolysis | H2 | 1 | bar: 2018 to 2050
World | X_Fuel_Cell | Power | 1 | bar: 2018 to 2050
World | X_Fuel_Cell | Power | 2 | 0.6 | 0.6 | 0.6 | 0.6 | 0.6 | 0.6 | 0.6 | 0.6
World | X_Fuel_Cell | Heat_Low | 2 | 0.4 | 0.4 | 0.4 | 0.4 | 0.4 | 0.4 | 0.4 | 0.4
World | X_Methanation | Gas_Synth | 1 | bar: 2018 to 2050
World | X_Methanation | Gas_Bio | 2 | bar: 2018 to 2050
World | Z_Import_Oil | Oil | 1 | bar: 2018 to 2050
World | Z_Import_Hardcoal | Hardcoal | 1 | bar: 2018 to 2050
World | Z_Import_Gas | Gas_Natural | 1 | bar: 2018 to 2050
World | CHP_Biomass_CCS | Heat_Low | 1 | 0.7 | 0.7 | 0.7 | 0.7 | 0.7 | 0.7 | 0.7 | 0.7
World | CHP_Biomass_CCS | Power | 1 | 0.55 | 0.55 | 0.55 | 0.55 | 0.55 | 0.55 | 0.55 | 0.55
World | P_Biomass_CCS | Power | 1 | bar: 2018 to 2050
World | A_CCS_Capacity | CCS | 1 | bar: 2018 to 2050
World | P_Gas | Power | 2 | bar: 2018 to 2050
World | P_Gas | Power | 3 | bar: 2018 to 2050
World | HLR_Gas_Boiler | Heat_Low_Residential | 1 | bar: 2018 to 2050
World | HLR_Gas_Boiler | Heat_Low_Residential | 2 | bar: 2018 to 2050
World | HLR_Gas_Boiler | Heat_Low_Residential | 3 | bar: 2018 to 2050
World | HLR_Gas_CHP | Power | 1 | 0.31 | 0.31 | 0.31 | 0.31 | 0.31 | 0.31 | 0.31 | 0.31
World | HLR_Gas_CHP | Heat_Low_Residential | 1 | bar: 2018 to 2050
World | HLR_Gas_CHP | Power | 2 | 0.31 | 0.31 | 0.31 | 0.31 | 0.31 | 0.31 | 0.31 | 0.31
World | HLR_Gas_CHP | Heat_Low_Residential | 2 | bar: 2018 to 2050
World | HLR_Gas_CHP | Power | 3 | 0.31 | 0.31 | 0.31 | 0.31 | 0.31 | 0.31 | 0.31 | 0.31
World | HLR_Gas_CHP | Heat_Low_Residential | 3 | bar: 2018 to 2050
World | HLR_Biomass | Heat_Low_Residential | 1 | bar: 2018 to 2050
World | HLR_Biomass_CHP | Heat_Low_Residential | 1 | bar: 2018 to 2050
World | HLR_Biomass_CHP | Heat_Low_Residential | 1 | bar: 2018 to 2050
World | HLR_Hardcoal | Heat_Low_Residential | 1 | bar: 2018 to 2050
World | HLR_Lignite | Heat_Low_Residential | 1 | bar: 2018 to 2050
World | HLR_Hardcoal_CHP | Power | 1 | 0.31 | 0.31 | 0.31 | 0.31 | 0.31 | 0.31 | 0.31 | 0.31
World | HLR_Hardcoal_CHP | Heat_Low_Residential | 1 | bar: 2018 to 2050
World | HLR_Lignite_CHP | Power | 1 | 0.31 | 0.31 | 0.31 | 0.31 | 0.31 | 0.31 | 0.31 | 0.31
World | HLR_Lignite_CHP | Heat_Low_Residential | 1 | bar: 2018 to 2050
World | HLR_Direct_Electric | Heat_Low_Residential | 1 | bar: 2018 to 2050
World | HLR_Solar_Thermal | Heat_Low_Residential | 1 | bar: 2018 to 2050
World | HLR_Heatpump_Aerial | Heat_Low_Residential | 1 | bar: 2018 to 2050
World | HLR_Heatpump_Ground | Heat_Low_Residential | 1 | bar: 2018 to 2050
World | HLR_Geothermal | Heat_Low_Residential | 1 | bar: 2018 to 2050
World | HLR_Oil_Boiler | Heat_Low_Residential | 1 | bar: 2018 to 2050
World | HLI_Gas_Boiler | Heat_Low_Industrial | 1 | bar: 2018 to 2050
World | HLI_Gas_Boiler | Heat_Low_Industrial | 2 | bar: 2018 to 2050
World | HLI_Gas_Boiler | Heat_Low_Industrial | 3 | bar: 2018 to 2050
World | HLI_Gas_CHP | Power | 1 | 0.31 | 0.31 | 0.31 | 0.31 | 0.31 | 0.31 | 0.31 | 0.31
World | HLI_Gas_CHP | Heat_Low_Industrial | 1 | bar: 2018 to 2050
World | HLI_Gas_CHP | Power | 2 | 0.31 | 0.31 | 0.31 | 0.31 | 0.31 | 0.31 | 0.31 | 0.31
World | HLI_Gas_CHP | Heat_Low_Industrial | 2 | bar: 2018 to 2050
World | HLI_Gas_CHP | Power | 3 | 0.31 | 0.31 | 0.31 | 0.31 | 0.31 | 0.31 | 0.31 | 0.31
World | HLI_Gas_CHP | Heat_Low_Industrial | 3 | bar: 2018 to 2050
World | HLI_Biomass | Heat_Low_Industrial | 1 | bar: 2018 to 2050
World | HLI_Biomass_CHP | Power | 1 | 0.31 | 0.31 | 0.31 | 0.31 | 0.31 | 0.31 | 0.31 | 0.31
World | HLI_Biomass_CHP | Heat_Low_Industrial | 1 | bar: 2018 to 2050
World | HLI_Hardcoal | Heat_Low_Industrial | 1 | bar: 2018 to 2050
World | HLI_Lignite | Heat_Low_Industrial | 1 | bar: 2018 to 2050
World | HLI_Hardcoal_CHP | Power | 1 | 0.31 | 0.31 | 0.31 | 0.31 | 0.31 | 0.31 | 0.31 | 0.31
World | HLI_Hardcoal_CHP | Heat_Low_Industrial | 1 | bar: 2018 to 2050
World | HLI_Lignite_CHP | Power | 1 | 0.31 | 0.31 | 0.31 | 0.31 | 0.31 | 0.31 | 0.31 | 0.31
World | HLI_Lignite_CHP | Heat_Low_Industrial | 1 | bar: 2018 to 2050
World | HLI_Solar_Thermal | Heat_Low_Industrial | 1 | bar: 2018 to 2050
World | HLI_Fuelcell | Power | 1 | bar: 2018 to 2050
World | HLI_Fuelcell | Power | 1 | 0.6 | 0.6 | 0.6 | 0.6 | 0.6 | 0.6 | 0.6 | 0.6
World | HLI_Fuelcell | Heat_Low_Industrial | 2 | 0.4 | 0.4 | 0.4 | 0.4 | 0.4 | 0.4 | 0.4 | 0.4
World | HLI_Geothermal | Heat_Low_Industrial | 1 | bar: 2018 to 2050
World | HLI_Oil_Boiler | Heat_Low_Industrial | 1 | bar: 2018 to 2050
World | HLI_Oil_CHP | Heat_Low_Industrial | 1 | bar: 2018 to 2050
World | HLI_Oil_CHP | Power | 1 | 0.31 | 0.31 | 0.31 | 0.31 | 0.31 | 0.31 | 0.31 | 0.31
World | HLI_Direct_Electric | Heat_Low_Industrial | 1 | bar: 2018 to 2050
World | HMI_Gas | Heat_Medium_Industrial | 1 | bar: 2018 to 2050
World | HMI_Gas | Heat_Medium_Industrial | 2 | bar: 2018 to 2050
World | HMI_Gas | Heat_Medium_Industrial | 3 | bar: 2018 to 2050
World | HMI_H2 | Heat_Medium_Industrial | 1 | bar: 2018 to 2050
World | HMI_Biomass | Heat_Medium_Industrial | 1 | bar: 2018 to 2050
World | HMI_HardCoal | Heat_Medium_Industrial | 1 | bar: 2018 to 2050
World | HMI_Steam_Electric | Heat_Medium_Industrial | 1 | bar: 2018 to 2050
World | HMI_Oil | Heat_Medium_Industrial | 1 | bar: 2018 to 2050
World | HHI_BF_BOF | Heat_High_Industrial | 1 | bar: 2018 to 2050
World | HHI_BF_BOF | Heat_High_Industrial | 2 | 0 | 1 | 1 | 1 | 1 | 1 | 1 | 1
World | HHI_BF_BOF | Heat_High_Industrial | 3 | 0 | 1 | 1 | 1 | 1 | 1 | 1 | 1
World | HHI_BF_BOF | Heat_High_Industrial | 4 | 0 | 1 | 1 | 1 | 1 | 1 | 1 | 1
World | HHI_DRI_EAF | Heat_High_Industrial | 1 | bar: 2018 to 2050
World | HHI_DRI_EAF | Heat_High_Industrial | 2 | 0 | 1 | 1 | 1 | 1 | 1 | 1 | 1
World | HHI_DRI_EAF | Heat_High_Industrial | 3 | 0 | 1 | 1 | 1 | 1 | 1 | 1 | 1
World | HHI_Scrap_EAF | Heat_High_Industrial | 1 | bar: 2018 to 2050
World | HHI_H2DRI_EAF | Heat_High_Industrial | 1 | bar: 2018 to 2050
World | HHI_Molten_Electrolysis | Heat_High_Industrial | 1 | bar: 2018 to 2050
World | HHI_Bio_BF_BOF | Heat_High_Industrial | 1 | bar: 2018 to 2050
World | HHI_Bio_BF_BOF | Heat_High_Industrial | 2 | bar: 2018 to 2050
World | HHI_Bio_BF_BOF | Heat_High_Industrial | 3 | bar: 2018 to 2050
World | HHI_BF_BOF_CCS | Heat_High_Industrial | 1 | bar: 2018 to 2050
World | HHI_BF_BOF_CCS | Heat_High_Industrial | 2 | bar: 2018 to 2050
World | HHI_BF_BOF_CCS | Heat_High_Industrial | 3 | bar: 2018 to 2050
World | HHI_BF_BOF_CCS | Heat_High_Industrial | 4 | bar: 2018 to 2050
World | HHI_DRI_EAF_CCS | Heat_High_Industrial | 1 | bar: 2018 to 2050
World | HLI_Biomass_CHP_CCS | Heat_Low_Industrial | 1 | bar: 2018 to 2050
World | HLI_Hardcoal_CHP_CCS | Heat_Low_Industrial | 1 | bar: 2018 to 2050
World | HLI_Lignite_CHP_CCS | Heat_Low_Industrial | 1 | bar: 2018 to 2050
World | HLR_Biomass_CHP_CCS | Heat_Low_Residential | 1 | bar: 2018 to 2050
World | HLR_Hardcoal_CHP_CCS | Heat_Low_Residential | 1 | bar: 2018 to 2050
World | HLR_Lignite_CHP_CCS | Heat_Low_Residential | 1 | bar: 2018 to 2050
World | HLI_Biomass_CHP_CCS | Power | 1 | 0.31 | 0.31 | 0.31 | 0.31 | 0.31 | 0.31 | 0.31 | 0.31
World | HLI_Hardcoal_CHP_CCS | Power | 1 | 0.31 | 0.31 | 0.31 | 0.31 | 0.31 | 0.31 | 0.31 | 0.31
World | HLI_Lignite_CHP_CCS | Power | 1 | 0.31 | 0.31 | 0.31 | 0.31 | 0.31 | 0.31 | 0.31 | 0.31
World | HLR_Biomass_CHP | Power | 1 | 0.31 | 0.31 | 0.31 | 0.31 | 0.31 | 0.31 | 0.31 | 0.31
World | HLR_Biomass_CHP_CCS | Power | 1 | 0.31 | 0.31 | 0.31 | 0.31 | 0.31 | 0.31 | 0.31 | 0.31
World | HLR_Hardcoal_CHP_CCS | Power | 1 | 0.31 | 0.31 | 0.31 | 0.31 | 0.31 | 0.31 | 0.31 | 0.31
World | HLR_Lignite_CHP_CCS | Power | 1 | 0.31 | 0.31 | 0.31 | 0.31 | 0.31 | 0.31 | 0.31 | 0.31
World | HMI_Gas_CCS | Heat_Medium_Industrial | 1 | bar: 2018 to 2050
World | HMI_HardCoal_CCS | Heat_Medium_Industrial | 1 | bar: 2018 to 2050
World | P_Coal_Hardcoal_CCS | Power | 1 | bar: 2018 to 2050
World | P_Coal_Lignite_CCS | Power | 1 | bar: 2018 to 2050
World | P_Gas_CCS | Power | 1 | bar: 2018 to 2050
World | X_SMR | H2 | 1 | bar: 2018 to 2050
World | X_SMR_CCS | H2 | 1 | bar: 2018 to 2050
World | A_Air | Air | 1 | bar: 2018 to 2050
World | HLR_H2_Boiler | Heat_Low_Residential | 1 | bar: 2018 to 2050
World | HLI_H2_Boiler | Heat_Low_Industrial | 1 | bar: 2018 to 2050
World | X_Biofuel | Biofuel | 1 | bar: 2018 to 2050
World | X_Powerfuel | Powerfuel | 1 | bar: 2018 to 2050
World | X_Powerfuel | Powerfuel | 2 | bar: 2018 to 2050
World | RES_Grass | Biomass | 1 | bar: 2018 to 2050
World | RES_Wood | Biomass | 1 | bar: 2018 to 2050
World | RES_Residues | Biomass | 1 | bar: 2018 to 2050
World | RES_Paper_Cardboard | Biomass | 1 | bar: 2018 to 2050
World | RES_Roundwood | Biomass | 1 | bar: 2018 to 2050
World | RES_Biogas | Gas_Bio | 1 | bar: 2018 to 2050
World | X_Gasifier | H2 | 4 | bar: 2018 to 2050
World | X_Gasifier | Gas_Synth | 3 | bar: 2018 to 2050
World | X_Gasifier | Gas_Bio | 2 | bar: 2018 to 2050
World | X_Gasifier | Gas_Natural | 1 | bar: 2018 to 2050
World | X_Liquifier | LH2 | 4 | bar: 2018 to 2050
World | X_Liquifier | LSG | 3 | bar: 2018 to 2050
World | X_Liquifier | LBG | 2 | bar: 2018 to 2050
World | X_Liquifier | LNG | 1 | bar: 2018 to 2050
World | FRT_Road_LNG | Mobility_Freight | 1 | bar: 2018 to 2050
World | FRT_Ship_LNG | Mobility_Freight | 1 | bar: 2018 to 2050
World | PSNG_Road_LNG | Mobility_Passenger | 1 | bar: 2018 to 2050
World | Z_Import_LNG | LNG | 1 | bar: 2018 to 2050
World | CHP_Biomass_CCS | CCS | 1 | 0.25667 | 0.24063 | 0.23692 | 0.23333 | 0.22985 | 0.22647 | 0.22319 | 0.22
World | P_Biomass_CCS | CCS | 1 | 0.22647 | 0.22 | 0.2169 | 0.12833 | 0.20811 | 0.20263 | 0.20263 | 0.20263
World | HHI_BF_BOF_CCS | CCS | 1 | 0.025683 | 0.02535 | 0.025016 | 0.024683 | 0.024349 | 0.024016 | 0.023682 | 0.023348
World | HHI_BF_BOF_CCS | CCS | 2 | 0.020879 | 0.020607 | 0.020336 | 0.020065 | 0.019794 | 0.019523 | 0.019252 | 0.01898
World | HHI_BF_BOF_CCS | CCS | 3 | 0.018183 | 0.017947 | 0.017711 | 0.017474 | 0.017238 | 0.017002 | 0.016766 | 0.01653
World | HHI_BF_BOF_CCS | CCS | 4 | 0.018183 | 0.017947 | 0.017711 | 0.017474 | 0.017238 | 0.017002 | 0.016766 | 0.01653
World | HHI_DRI_EAF_CCS | CCS | 1 | 0.016622 | 0.016226 | 0.015831 | 0.015435 | 0.015039 | 0.014643 | 0.014248 | 0.013852
World | HLI_Biomass_CHP_CCS | CCS | 1 | 0.11846 | 0.10365 | 0.098718 | 0.097484 | 0.096867 | 0.096558 | 0.096404 | 0.09625
World | HLI_Hardcoal_CHP_CCS | CCS | 1 | 0.01892 | 0.01892 | 0.01892 | 0.01892 | 0.01892 | 0.01892 | 0.01892 | 0.01892
World | HLI_Lignite_CHP_CCS | CCS | 1 | 0.0202 | 0.0202 | 0.0202 | 0.0202 | 0.0202 | 0.0202 | 0.0202 | 0.0202
World | HLR_Biomass_CHP_CCS | CCS | 1 | 0.11846 | 0.10365 | 0.098718 | 0.097484 | 0.096867 | 0.096558 | 0.096404 | 0.09625
World | HLR_Hardcoal_CHP_CCS | CCS | 1 | 0.01892 | 0.01892 | 0.01892 | 0.01892 | 0.01892 | 0.01892 | 0.01892 | 0.01892
World | HLR_Lignite_CHP_CCS | CCS | 1 | 0.0202 | 0.0202 | 0.0202 | 0.0202 | 0.0202 | 0.0202 | 0.0202 | 0.0202
World | HMI_Gas_CCS | CCS | 1 | 0.0073978 | 0.0073978 | 0.0073978 | 0.0073978 | 0.0073978 | 0.0073978 | 0.0073978 | 0.0073978
World | HMI_HardCoal_CCS | CCS | 1 | 0.016079 | 0.016079 | 0.016079 | 0.016079 | 0.016079 | 0.016079 | 0.016079 | 0.016079
World | P_Coal_Hardcoal_CCS | CCS | 1 | 0.029011 | 0.028523 | 0.028036 | 0.027548 | 0.02706 | 0.026573 | 0.026085 | 0.025598
World | P_Coal_Lignite_CCS | CCS | 1 | 0.028857 | 0.026933 | 0.026348 | 0.025787 | 0.025787 | 0.025787 | 0.025787 | 0.025787
World | P_Gas_CCS | CCS | 1 | 0.019572 | 0.01892 | 0.01861 | 0.01831 | 0.01831 | 0.01831 | 0.018163 | 0.018019
World | X_SMR_CCS | CCS | 1 | 0.01122 | 0.010151 | 0.0097952 | 0.0097062 | 0.0096617 | 0.0096394 | 0.0096283 | 0.0096171
World | P_H2_OCGT | Power | 1 | bar: 2018 to 2050
World | X_DAC_LT | DAC_Dummy | 1 | bar: 2018 to 2050
World | X_DAC_HT | DAC_Dummy | 1 | bar: 2018 to 2050
World | Z_Import_H2 | H2 | 1 | bar: 2018 to 2050
World | Z_ETS_Sell | ETS | 1 | bar: 2018 to 2050
World | Z_ETS_Sell | ETS_Source | 2 | bar: 2018 to 2050
World | CHP_Biomass_Solid | Power | 1 | bar: 2018 to 2050
World | CHP_Coal_Hardcoal | Power | 1 | bar: 2018 to 2050
World | CHP_Coal_Lignite | Power | 1 | bar: 2018 to 2050
World | CHP_Gas_CCGT_Natural | Power | 1 | bar: 2018 to 2050
World | CHP_Gas_CCGT_Biogas | Power | 1 | bar: 2018 to 2050
World | CHP_Gas_CCGT_SynGas | Power | 1 | bar: 2018 to 2050
World | CHP_Biomass_Solid_CCS | Power | 1 | bar: 2018 to 2050
World | CHP_Coal_Hardcoal_CCS | Power | 1 | bar: 2018 to 2050
World | CHP_Coal_Lignite_CCS | Power | 1 | bar: 2018 to 2050
World | CHP_Gas_CCGT_Natural_CCS | Power | 1 | bar: 2018 to 2050
World | CHP_Gas_CCGT_Biogas_CCS | Power | 1 | bar: 2018 to 2050
World | CHP_Biomass_Solid | Power | 2 | bar: 2018 to 2050
World | CHP_Coal_Hardcoal | Power | 2 | bar: 2018 to 2050
World | CHP_Coal_Lignite | Power | 2 | bar: 2018 to 2050
World | CHP_Gas_CCGT_Natural | Power | 2 | bar: 2018 to 2050
World | CHP_Gas_CCGT_Biogas | Power | 2 | bar: 2018 to 2050
World | CHP_Gas_CCGT_SynGas | Power | 2 | bar: 2018 to 2050
World | CHP_Biomass_Solid_CCS | Power | 2 | bar: 2018 to 2050
World | CHP_Coal_Hardcoal_CCS | Power | 2 | bar: 2018 to 2050
World | CHP_Coal_Lignite_CCS | Power | 2 | bar: 2018 to 2050
World | CHP_Gas_CCGT_Natural_CCS | Power | 2 | bar: 2018 to 2050
World | CHP_Gas_CCGT_Biogas_CCS | Power | 2 | bar: 2018 to 2050
World | CHP_Hydrogen_FuelCell | Power | 2 | 0.5 | 0.5 | 0.5 | 0.5 | 0.5 | 0.5 | 0.5 | 0.5
World | CHP_Biomass_Solid | Heat_District | 2 | 2.568 | 2.568 | 2.568 | 2.568 | 2.568 | 2.568 | 2.568 | 2.568
World | CHP_Coal_Hardcoal | Heat_District | 2 | 1.531 | 1.531 | 1.531 | 1.531 | 1.531 | 1.531 | 1.531 | 1.531
World | CHP_Coal_Lignite | Heat_District | 2 | 1.651 | 1.651 | 1.651 | 1.651 | 1.651 | 1.651 | 1.651 | 1.651
World | CHP_Gas_CCGT_Natural | Heat_District | 2 | 1.006 | 1.006 | 1.006 | 1.006 | 1.006 | 1.006 | 1.006 | 1.006
World | CHP_Gas_CCGT_Biogas | Heat_District | 2 | 1.006 | 1.006 | 1.006 | 1.006 | 1.006 | 1.006 | 1.006 | 1.006
World | CHP_Gas_CCGT_SynGas | Heat_District | 2 | 1.006 | 1.006 | 1.006 | 1.006 | 1.006 | 1.006 | 1.006 | 1.006
World | CHP_Biomass_Solid_CCS | Heat_District | 2 | 2.568 | 2.568 | 2.568 | 2.568 | 2.568 | 2.568 | 2.568 | 2.568
World | CHP_Coal_Hardcoal_CCS | Heat_District | 2 | 1.832 | 1.832 | 1.832 | 1.832 | 1.832 | 1.832 | 1.832 | 1.832
World | CHP_Coal_Lignite_CCS | Heat_District | 2 | 1.006 | 1.006 | 1.006 | 1.006 | 1.006 | 1.006 | 1.006 | 1.006
World | CHP_Gas_CCGT_Natural_CCS | Heat_District | 2 | 1.006 | 1.006 | 1.006 | 1.006 | 1.006 | 1.006 | 1.006 | 1.006
World | CHP_Gas_CCGT_Biogas_CCS | Heat_District | 2 | 1.006 | 1.006 | 1.006 | 1.006 | 1.006 | 1.006 | 1.006 | 1.006
World | CHP_Hydrogen_FuelCell | Heat_District | 2 | 0.4 | 0.4 | 0.4 | 0.4 | 0.4 | 0.4 | 0.4 | 0.4
World | HLI_Convert_DH | Heat_Low_Industrial | 1 | bar: 2018 to 2050
World | HLR_Convert_DH | Heat_Low_Residential | 1 | bar: 2018 to 2050
World | CHP_Oil | Power | 1 | bar: 2018 to 2050
World | CHP_Oil | Power | 2 | bar: 2018 to 2050
World | CHP_Oil | Heat_District | 2 | 1.651 | 1.651 | 1.651 | 1.651 | 1.651 | 1.651 | 1.651 | 1.651
World | Res_PV_Utility_Tracking | Power | 1 | bar: 2018 to 2050
World | P_Gas_CCGT | Power | 1 | bar: 2018 to 2050
World | P_Gas_OCGT | Power | 1 | bar: 2018 to 2050
World | P_Gas_Engines | Power | 1 | bar: 2018 to 2050
World | P_Gas_CCGT | Power | 2 | bar: 2018 to 2050
World | P_Gas_OCGT | Power | 2 | bar: 2018 to 2050
World | P_Gas_Engines | Power | 2 | bar: 2018 to 2050
World | P_Gas_CCGT | Power | 3 | bar: 2018 to 2050
World | P_Gas_OCGT | Power | 3 | bar: 2018 to 2050
World | P_Gas_Engines | Power | 3 | bar: 2018 to 2050
DE | A_Rooftop_Commercial | Area_Rooftop_Commercial | 1 | bar: 2018 to 2050
DE | A_Rooftop_Residential | Area_Rooftop_Residential | 1 | bar: 2018 to 2050
DE | D_Battery_Li-Ion | Power | 2 | bar: 2018 to 2050
DE | D_Battery_Redox | Power | 2 | bar: 2018 to 2050
DE | D_Gas_H2 | H2 | 2 | bar: 2018 to 2050
DE | D_Gas_Methane | Gas_Natural | 2 | bar: 2018 to 2050
DE | D_Heat_HLI | Heat_Low_Industrial | 2 | bar: 2018 to 2050
DE | D_Heat_HLR | Heat_Low_Residential | 2 | bar: 2018 to 2050
DE | D_PHS | Power | 2 | bar: 2018 to 2050
DE | D_PHS_Residual | Power | 2 | bar: 2018 to 2050
DE | D_CAES | Power | 2 | bar: 2018 to 2050
DE | FRT_Rail_Conv | Mobility_Freight | 1 | bar: 2018 to 2050
DE | FRT_Rail_Conv | Mobility_Freight | 2 | bar: 2018 to 2050
DE | FRT_Rail_Conv | Mobility_Freight | 3 | bar: 2018 to 2050
DE | FRT_Rail_Electric | Mobility_Freight | 1 | bar: 2018 to 2050
DE | FRT_Road_OH | Mobility_Freight | 1 | bar: 2018 to 2050
DE | FRT_Road_BEV | Mobility_Freight | 1 | bar: 2018 to 2050
DE | FRT_Road_H2 | Mobility_Freight | 1 | bar: 2018 to 2050
DE | FRT_Road_ICE | Mobility_Freight | 1 | bar: 2018 to 2050
DE | FRT_Road_PHEV | Mobility_Freight | 1 | bar: 2018 to 2050
DE | FRT_Road_ICE | Mobility_Freight | 2 | bar: 2018 to 2050
DE | FRT_Road_ICE | Mobility_Freight | 3 | bar: 2018 to 2050
DE | FRT_Road_PHEV | Mobility_Freight | 2 | bar: 2018 to 2050
DE | FRT_Road_PHEV | Mobility_Freight | 3 | bar: 2018 to 2050
DE | FRT_Ship_Bio | Mobility_Freight | 1 | bar: 2018 to 2050
DE | FRT_Ship_Conv | Mobility_Freight | 1 | bar: 2018 to 2050
DE | FRT_Ship_Conv | Mobility_Freight | 2 | bar: 2018 to 2050
DE | P_Coal_Hardcoal | Power | 1 | bar: 2018 to 2050
DE | P_Coal_Lignite | Power | 1 | bar: 2018 to 2050
DE | P_Gas | Power | 1 | bar: 2018 to 2050
DE | P_Nuclear | Power | 1 | bar: 2018 to 2050
DE | P_Oil | Power | 1 | bar: 2018 to 2050
DE | P_Biomass | Power | 1 | bar: 2018 to 2050
DE | PSNG_Air_Bio | Mobility_Passenger | 1 | bar: 2018 to 2050
DE | PSNG_Air_Conv | Mobility_Passenger | 1 | bar: 2018 to 2050
DE | PSNG_Air_Conv | Mobility_Passenger | 2 | bar: 2018 to 2050
DE | PSNG_Air_H2 | Mobility_Passenger | 1 | bar: 2018 to 2050
DE | PSNG_Rail_Conv | Mobility_Passenger | 1 | bar: 2018 to 2050
DE | PSNG_Rail_Conv | Mobility_Passenger | 2 | bar: 2018 to 2050
DE | PSNG_Rail_Conv | Mobility_Passenger | 3 | bar: 2018 to 2050
DE | PSNG_Rail_Electric | Mobility_Passenger | 1 | bar: 2018 to 2050
DE | PSNG_Road_BEV | Mobility_Passenger | 1 | bar: 2018 to 2050
DE | PSNG_Road_H2 | Mobility_Passenger | 1 | bar: 2018 to 2050
DE | PSNG_Road_ICE | Mobility_Passenger | 1 | bar: 2018 to 2050
DE | PSNG_Road_ICE | Mobility_Passenger | 2 | bar: 2018 to 2050
DE | PSNG_Road_ICE | Mobility_Passenger | 3 | bar: 2018 to 2050
DE | PSNG_Road_PHEV | Mobility_Passenger | 1 | bar: 2018 to 2050
DE | PSNG_Road_PHEV | Mobility_Passenger | 2 | bar: 2018 to 2050
DE | PSNG_Road_PHEV | Mobility_Passenger | 3 | bar: 2018 to 2050
DE | R_Coal_Hardcoal | Hardcoal | 1 | bar: 2018 to 2050
DE | R_Coal_Lignite | Lignite | 1 | bar: 2018 to 2050
DE | R_Gas | Gas_Natural | 1 | bar: 2018 to 2050
DE | R_Nuclear | Nuclear | 1 | bar: 2018 to 2050
DE | R_Oil | Oil | 1 | bar: 2018 to 2050
DE | RES_CSP | Power | 1 | bar: 2018 to 2050
DE | RES_CSP_Storage | Power | 1 | bar: 2018 to 2050
DE | RES_Geothermal | Power | 1 | bar: 2018 to 2050
DE | RES_Hydro_Large | Power | 1 | bar: 2018 to 2050
DE | RES_Hydro_Small | Power | 1 | bar: 2018 to 2050
DE | RES_Ocean | Power | 1 | bar: 2018 to 2050
DE | RES_PV_Rooftop_Commercial | Power | 1 | bar: 2018 to 2050
DE | RES_PV_Rooftop_Residential | Power | 1 | bar: 2018 to 2050
DE | RES_PV_Utility_Avg | Power | 1 | bar: 2018 to 2050
DE | RES_PV_Utility_Inf | Power | 1 | bar: 2018 to 2050
DE | RES_PV_Utility_Opt | Power | 1 | bar: 2018 to 2050
DE | RES_Wind_Offshore_Transitional | Power | 1 | bar: 2018 to 2050
DE | RES_Wind_Offshore_Shallow | Power | 1 | bar: 2018 to 2050
DE | RES_Wind_Offshore_Deep | Power | 1 | bar: 2018 to 2050
DE | RES_Wind_Onshore_Avg | Power | 1 | bar: 2018 to 2050
DE | RES_Wind_Onshore_Inf | Power | 1 | bar: 2018 to 2050
DE | RES_Wind_Onshore_Opt | Power | 1 | bar: 2018 to 2050
DE | RES_Biomass | Biomass | 1 | bar: 2018 to 2050
DE | X_Electrolysis | H2 | 1 | bar: 2018 to 2050
DE | X_Fuel_Cell | Power | 1 | bar: 2018 to 2050
DE | X_Fuel_Cell | Power | 2 | 0.6 | 0.6 | 0.6 | 0.6 | 0.6 | 0.6 | 0.6 | 0.6
DE | X_Fuel_Cell | Heat_Low | 2 | 0.4 | 0.4 | 0.4 | 0.4 | 0.4 | 0.4 | 0.4 | 0.4
DE | X_Methanation | Gas_Synth | 1 | bar: 2018 to 2050
DE | X_Methanation | Gas_Bio | 2 | bar: 2018 to 2050
DE | Z_Import_Oil | Oil | 1 | bar: 2018 to 2050
DE | Z_Import_Hardcoal | Hardcoal | 1 | bar: 2018 to 2050
DE | Z_Import_Gas | Gas_Natural | 1 | bar: 2018 to 2050
DE | CHP_Biomass_CCS | Heat_Low | 1 | 0.7 | 0.7 | 0.7 | 0.7 | 0.7 | 0.7 | 0.7 | 0.7
DE | CHP_Biomass_CCS | Power | 1 | 0.55 | 0.55 | 0.55 | 0.55 | 0.55 | 0.55 | 0.55 | 0.55
DE | P_Biomass_CCS | Power | 1 | bar: 2018 to 2050
DE | A_CCS_Capacity | CCS | 1 | bar: 2018 to 2050
DE | P_Gas | Power | 2 | bar: 2018 to 2050
DE | P_Gas | Power | 3 | bar: 2018 to 2050
DE | HLR_Gas_Boiler | Heat_Low_Residential | 1 | bar: 2018 to 2050
DE | HLR_Gas_Boiler | Heat_Low_Residential | 2 | bar: 2018 to 2050
DE | HLR_Gas_Boiler | Heat_Low_Residential | 3 | bar: 2018 to 2050
DE | HLR_Gas_CHP | Power | 1 | 0.31 | 0.31 | 0.31 | 0.31 | 0.31 | 0.31 | 0.31 | 0.31
DE | HLR_Gas_CHP | Heat_Low_Residential | 1 | bar: 2018 to 2050
DE | HLR_Gas_CHP | Power | 2 | 0.31 | 0.31 | 0.31 | 0.31 | 0.31 | 0.31 | 0.31 | 0.31
DE | HLR_Gas_CHP | Heat_Low_Residential | 2 | bar: 2018 to 2050
DE | HLR_Gas_CHP | Power | 3 | 0.31 | 0.31 | 0.31 | 0.31 | 0.31 | 0.31 | 0.31 | 0.31
DE | HLR_Gas_CHP | Heat_Low_Residential | 3 | bar: 2018 to 2050
DE | HLR_Biomass | Heat_Low_Residential | 1 | bar: 2018 to 2050
DE | HLR_Biomass_CHP | Heat_Low_Residential | 1 | bar: 2018 to 2050
DE | HLR_Biomass_CHP | Heat_Low_Residential | 1 | bar: 2018 to 2050
DE | HLR_Hardcoal | Heat_Low_Residential | 1 | bar: 2018 to 2050
DE | HLR_Lignite | Heat_Low_Residential | 1 | bar: 2018 to 2050
DE | HLR_Hardcoal_CHP | Power | 1 | 0.31 | 0.31 | 0.31 | 0.31 | 0.31 | 0.31 | 0.31 | 0.31
DE | HLR_Hardcoal_CHP | Heat_Low_Residential | 1 | bar: 2018 to 2050
DE | HLR_Lignite_CHP | Power | 1 | 0.31 | 0.31 | 0.31 | 0.31 | 0.31 | 0.31 | 0.31 | 0.31
DE | HLR_Lignite_CHP | Heat_Low_Residential | 1 | bar: 2018 to 2050
DE | HLR_Direct_Electric | Heat_Low_Residential | 1 | bar: 2018 to 2050
DE | HLR_Solar_Thermal | Heat_Low_Residential | 1 | bar: 2018 to 2050
DE | HLR_Heatpump_Aerial | Heat_Low_Residential | 1 | bar: 2018 to 2050
DE | HLR_Heatpump_Ground | Heat_Low_Residential | 1 | bar: 2018 to 2050
DE | HLR_Geothermal | Heat_Low_Residential | 1 | bar: 2018 to 2050
DE | HLR_Oil_Boiler | Heat_Low_Residential | 1 | bar: 2018 to 2050
DE | HLI_Gas_Boiler | Heat_Low_Industrial | 1 | bar: 2018 to 2050
DE | HLI_Gas_Boiler | Heat_Low_Industrial | 2 | bar: 2018 to 2050
DE | HLI_Gas_Boiler | Heat_Low_Industrial | 3 | bar: 2018 to 2050
DE | HLI_Gas_CHP | Power | 1 | 0.31 | 0.31 | 0.31 | 0.31 | 0.31 | 0.31 | 0.31 | 0.31
DE | HLI_Gas_CHP | Heat_Low_Industrial | 1 | bar: 2018 to 2050
DE | HLI_Gas_CHP | Power | 2 | 0.31 | 0.31 | 0.31 | 0.31 | 0.31 | 0.31 | 0.31 | 0.31
DE | HLI_Gas_CHP | Heat_Low_Industrial | 2 | bar: 2018 to 2050
DE | HLI_Gas_CHP | Power | 3 | 0.31 | 0.31 | 0.31 | 0.31 | 0.31 | 0.31 | 0.31 | 0.31
DE | HLI_Gas_CHP | Heat_Low_Industrial | 3 | bar: 2018 to 2050
DE | HLI_Biomass | Heat_Low_Industrial | 1 | bar: 2018 to 2050
DE | HLI_Biomass_CHP | Power | 1 | 0.31 | 0.31 | 0.31 | 0.31 | 0.31 | 0.31 | 0.31 | 0.31
DE | HLI_Biomass_CHP | Heat_Low_Industrial | 1 | bar: 2018 to 2050
DE | HLI_Hardcoal | Heat_Low_Industrial | 1 | bar: 2018 to 2050
DE | HLI_Lignite | Heat_Low_Industrial | 1 | bar: 2018 to 2050
DE | HLI_Hardcoal_CHP | Power | 1 | 0.31 | 0.31 | 0.31 | 0.31 | 0.31 | 0.31 | 0.31 | 0.31
DE | HLI_Hardcoal_CHP | Heat_Low_Industrial | 1 | bar: 2018 to 2050
DE | HLI_Lignite_CHP | Power | 1 | 0.31 | 0.31 | 0.31 | 0.31 | 0.31 | 0.31 | 0.31 | 0.31
DE | HLI_Lignite_CHP | Heat_Low_Industrial | 1 | bar: 2018 to 2050
DE | HLI_Solar_Thermal | Heat_Low_Industrial | 1 | bar: 2018 to 2050
DE | HLI_Fuelcell | Power | 1 | bar: 2018 to 2050
DE | HLI_Fuelcell | Power | 1 | 0.6 | 0.6 | 0.6 | 0.6 | 0.6 | 0.6 | 0.6 | 0.6
DE | HLI_Fuelcell | Heat_Low_Industrial | 2 | 0.4 | 0.4 | 0.4 | 0.4 | 0.4 | 0.4 | 0.4 | 0.4
DE | HLI_Geothermal | Heat_Low_Industrial | 1 | bar: 2018 to 2050
DE | HLI_Oil_Boiler | Heat_Low_Industrial | 1 | bar: 2018 to 2050
DE | HLI_Oil_CHP | Heat_Low_Industrial | 1 | bar: 2018 to 2050
DE | HLI_Oil_CHP | Power | 1 | 0.31 | 0.31 | 0.31 | 0.31 | 0.31 | 0.31 | 0.31 | 0.31
DE | HLI_Direct_Electric | Heat_Low_Industrial | 1 | bar: 2018 to 2050
DE | HMI_Gas | Heat_Medium_Industrial | 1 | bar: 2018 to 2050
DE | HMI_Gas | Heat_Medium_Industrial | 2 | bar: 2018 to 2050
DE | HMI_Gas | Heat_Medium_Industrial | 3 | bar: 2018 to 2050
DE | HMI_H2 | Heat_Medium_Industrial | 1 | bar: 2018 to 2050
DE | HMI_Biomass | Heat_Medium_Industrial | 1 | bar: 2018 to 2050
DE | HMI_HardCoal | Heat_Medium_Industrial | 1 | bar: 2018 to 2050
DE | HMI_Steam_Electric | Heat_Medium_Industrial | 1 | bar: 2018 to 2050
DE | HMI_Oil | Heat_Medium_Industrial | 1 | bar: 2018 to 2050
DE | HHI_BF_BOF | Heat_High_Industrial | 1 | bar: 2018 to 2050
DE | HHI_BF_BOF | Heat_High_Industrial | 2 | 0 | 1 | 1 | 1 | 1 | 1 | 1 | 1
DE | HHI_BF_BOF | Heat_High_Industrial | 3 | 0 | 1 | 1 | 1 | 1 | 1 | 1 | 1
DE | HHI_BF_BOF | Heat_High_Industrial | 4 | 0 | 1 | 1 | 1 | 1 | 1 | 1 | 1
DE | HHI_DRI_EAF | Heat_High_Industrial | 1 | bar: 2018 to 2050
DE | HHI_DRI_EAF | Heat_High_Industrial | 2 | 0 | 1 | 1 | 1 | 1 | 1 | 1 | 1
DE | HHI_DRI_EAF | Heat_High_Industrial | 3 | 0 | 1 | 1 | 1 | 1 | 1 | 1 | 1
DE | HHI_Scrap_EAF | Heat_High_Industrial | 1 | bar: 2018 to 2050
DE | HHI_H2DRI_EAF | Heat_High_Industrial | 1 | bar: 2018 to 2050
DE | HHI_Molten_Electrolysis | Heat_High_Industrial | 1 | bar: 2018 to 2050
DE | HHI_Bio_BF_BOF | Heat_High_Industrial | 1 | bar: 2018 to 2050
DE | HHI_Bio_BF_BOF | Heat_High_Industrial | 2 | bar: 2018 to 2050
DE | HHI_Bio_BF_BOF | Heat_High_Industrial | 3 | bar: 2018 to 2050
DE | HHI_BF_BOF_CCS | Heat_High_Industrial | 1 | bar: 2018 to 2050
DE | HHI_BF_BOF_CCS | Heat_High_Industrial | 2 | bar: 2018 to 2050
DE | HHI_BF_BOF_CCS | Heat_High_Industrial | 3 | bar: 2018 to 2050
DE | HHI_BF_BOF_CCS | Heat_High_Industrial | 4 | bar: 2018 to 2050
DE | HHI_DRI_EAF_CCS | Heat_High_Industrial | 1 | bar: 2018 to 2050
DE | HLI_Biomass_CHP_CCS | Heat_Low_Industrial | 1 | bar: 2018 to 2050
DE | HLI_Hardcoal_CHP_CCS | Heat_Low_Industrial | 1 | bar: 2018 to 2050
DE | HLI_Lignite_CHP_CCS | Heat_Low_Industrial | 1 | bar: 2018 to 2050
DE | HLR_Biomass_CHP_CCS | Heat_Low_Residential | 1 | bar: 2018 to 2050
DE | HLR_Hardcoal_CHP_CCS | Heat_Low_Residential | 1 | bar: 2018 to 2050
DE | HLR_Lignite_CHP_CCS | Heat_Low_Residential | 1 | bar: 2018 to 2050
DE | HLI_Biomass_CHP_CCS | Power | 1 | 0.31 | 0.31 | 0.31 | 0.31 | 0.31 | 0.31 | 0.31 | 0.31
DE | HLI_Hardcoal_CHP_CCS | Power | 1 | 0.31 | 0.31 | 0.31 | 0.31 | 0.31 | 0.31 | 0.31 | 0.31
DE | HLI_Lignite_CHP_CCS | Power | 1 | 0.31 | 0.31 | 0.31 | 0.31 | 0.31 | 0.31 | 0.31 | 0.31
DE | HLR_Biomass_CHP | Power | 1 | 0.31 | 0.31 | 0.31 | 0.31 | 0.31 | 0.31 | 0.31 | 0.31
DE | HLR_Biomass_CHP_CCS | Power | 1 | 0.31 | 0.31 | 0.31 | 0.31 | 0.31 | 0.31 | 0.31 | 0.31
DE | HLR_Hardcoal_CHP_CCS | Power | 1 | 0.31 | 0.31 | 0.31 | 0.31 | 0.31 | 0.31 | 0.31 | 0.31
DE | HLR_Lignite_CHP_CCS | Power | 1 | 0.31 | 0.31 | 0.31 | 0.31 | 0.31 | 0.31 | 0.31 | 0.31
DE | HMI_Gas_CCS | Heat_Medium_Industrial | 1 | bar: 2018 to 2050
DE | HMI_HardCoal_CCS | Heat_Medium_Industrial | 1 | bar: 2018 to 2050
DE | P_Coal_Hardcoal_CCS | Power | 1 | bar: 2018 to 2050
DE | P_Coal_Lignite_CCS | Power | 1 | bar: 2018 to 2050
DE | P_Gas_CCS | Power | 1 | bar: 2018 to 2050
DE | X_SMR | H2 | 1 | bar: 2018 to 2050
DE | X_SMR_CCS | H2 | 1 | bar: 2018 to 2050
DE | A_Air | Air | 1 | bar: 2018 to 2050
DE | HLR_H2_Boiler | Heat_Low_Residential | 1 | bar: 2018 to 2050
DE | HLI_H2_Boiler | Heat_Low_Industrial | 1 | bar: 2018 to 2050
DE | X_Biofuel | Biofuel | 1 | bar: 2018 to 2050
DE | X_Powerfuel | Powerfuel | 1 | bar: 2018 to 2050
DE | X_Powerfuel | Powerfuel | 2 | bar: 2018 to 2050
DE | RES_Grass | Biomass | 1 | bar: 2018 to 2050
DE | RES_Wood | Biomass | 1 | bar: 2018 to 2050
DE | RES_Residues | Biomass | 1 | bar: 2018 to 2050
DE | RES_Paper_Cardboard | Biomass | 1 | bar: 2018 to 2050
DE | RES_Roundwood | Biomass | 1 | bar: 2018 to 2050
DE | RES_Biogas | Gas_Bio | 1 | bar: 2018 to 2050
DE | X_Gasifier | H2 | 4 | bar: 2018 to 2050
DE | X_Gasifier | Gas_Synth | 3 | bar: 2018 to 2050
DE | X_Gasifier | Gas_Bio | 2 | bar: 2018 to 2050
DE | X_Gasifier | Gas_Natural | 1 | bar: 2018 to 2050
DE | X_Liquifier | LH2 | 4 | bar: 2018 to 2050
DE | X_Liquifier | LSG | 3 | bar: 2018 to 2050
DE | X_Liquifier | LBG | 2 | bar: 2018 to 2050
DE | X_Liquifier | LNG | 1 | bar: 2018 to 2050
DE | FRT_Road_LNG | Mobility_Freight | 1 | bar: 2018 to 2050
DE | FRT_Ship_LNG | Mobility_Freight | 1 | bar: 2018 to 2050
DE | PSNG_Road_LNG | Mobility_Passenger | 1 | bar: 2018 to 2050
DE | Z_Import_LNG | LNG | 1 | bar: 2018 to 2050
DE | CHP_Biomass_CCS | CCS | 1 | 0.25667 | 0.24063 | 0.23692 | 0.23333 | 0.22985 | 0.22647 | 0.22319 | 0.22
DE | P_Biomass_CCS | CCS | 1 | 0.22647 | 0.22 | 0.2169 | 0.12833 | 0.20811 | 0.20263 | 0.20263 | 0.20263
DE | HHI_BF_BOF_CCS | CCS | 1 | 0.025683 | 0.02535 | 0.025016 | 0.024683 | 0.024349 | 0.024016 | 0.023682 | 0.023348
DE | HHI_BF_BOF_CCS | CCS | 2 | 0.020879 | 0.020607 | 0.020336 | 0.020065 | 0.019794 | 0.019523 | 0.019252 | 0.01898
DE | HHI_BF_BOF_CCS | CCS | 3 | 0.018183 | 0.017947 | 0.017711 | 0.017474 | 0.017238 | 0.017002 | 0.016766 | 0.01653
DE | HHI_BF_BOF_CCS | CCS | 4 | 0.018183 | 0.017947 | 0.017711 | 0.017474 | 0.017238 | 0.017002 | 0.016766 | 0.01653
DE | HHI_DRI_EAF_CCS | CCS | 1 | 0.016622 | 0.016226 | 0.015831 | 0.015435 | 0.015039 | 0.014643 | 0.014248 | 0.013852
DE | HLI_Biomass_CHP_CCS | CCS | 1 | 0.11846 | 0.10365 | 0.098718 | 0.097484 | 0.096867 | 0.096558 | 0.096404 | 0.09625
DE | HLI_Hardcoal_CHP_CCS | CCS | 1 | 0.01892 | 0.01892 | 0.01892 | 0.01892 | 0.01892 | 0.01892 | 0.01892 | 0.01892
DE | HLI_Lignite_CHP_CCS | CCS | 1 | 0.0202 | 0.0202 | 0.0202 | 0.0202 | 0.0202 | 0.0202 | 0.0202 | 0.0202
DE | HLR_Biomass_CHP_CCS | CCS | 1 | 0.11846 | 0.10365 | 0.098718 | 0.097484 | 0.096867 | 0.096558 | 0.096404 | 0.09625
DE | HLR_Hardcoal_CHP_CCS | CCS | 1 | 0.01892 | 0.01892 | 0.01892 | 0.01892 | 0.01892 | 0.01892 | 0.01892 | 0.01892
DE | HLR_Lignite_CHP_CCS | CCS | 1 | 0.0202 | 0.0202 | 0.0202 | 0.0202 | 0.0202 | 0.0202 | 0.0202 | 0.0202
DE | HMI_Gas_CCS | CCS | 1 | 0.0073978 | 0.0073978 | 0.0073978 | 0.0073978 | 0.0073978 | 0.0073978 | 0.0073978 | 0.0073978
DE | HMI_HardCoal_CCS | CCS | 1 | 0.016079 | 0.016079 | 0.016079 | 0.016079 | 0.016079 | 0.016079 | 0.016079 | 0.016079
DE | P_Coal_Hardcoal_CCS | CCS | 1 | 0.029011 | 0.028523 | 0.028036 | 0.027548 | 0.02706 | 0.026573 | 0.026085 | 0.025598
DE | P_Coal_Lignite_CCS | CCS | 1 | 0.028857 | 0.026933 | 0.026348 | 0.025787 | 0.025787 | 0.025787 | 0.025787 | 0.025787
DE | P_Gas_CCS | CCS | 1 | 0.019572 | 0.01892 | 0.01861 | 0.01831 | 0.01831 | 0.01831 | 0.018163 | 0.018019
DE | X_SMR_CCS | CCS | 1 | 0.01122 | 0.010151 | 0.0097952 | 0.0097062 | 0.0096617 | 0.0096394 | 0.0096283 | 0.0096171
DE | P_H2_OCGT | Power | 1 | bar: 2018 to 2050
DE | X_DAC_LT | DAC_Dummy | 1 | bar: 2018 to 2050
DE | X_DAC_HT | DAC_Dummy | 1 | bar: 2018 to 2050
DE | Z_Import_H2 | H2 | 1 | bar: 2018 to 2050
DE | Z_ETS_Sell | ETS | 1 | bar: 2018 to 2050
DE | Z_ETS_Sell | ETS_Source | 2 | bar: 2018 to 2050
DE | CHP_Biomass_Solid | Power | 1 | [8 empty] | JRC TIMES | Power only | bar: 2018 to 2050
DE | CHP_Coal_Hardcoal | Power | 1 | [8 empty] | JRC TIMES | Power only | bar: 2018 to 2050
DE | CHP_Coal_Lignite | Power | 1 | [8 empty] | JRC TIMES | Power only | bar: 2018 to 2050
DE | CHP_Gas_CCGT_Natural | Power | 1 | [8 empty] | JRC TIMES | Power only | bar: 2018 to 2050
DE | CHP_Gas_CCGT_Biogas | Power | 1 | [8 empty] | JRC TIMES | Power only | bar: 2018 to 2050
DE | CHP_Gas_CCGT_SynGas | Power | 1 | [8 empty] | JRC TIMES | Power only | bar: 2018 to 2050
DE | CHP_Biomass_Solid_CCS | Power | 1 | [8 empty] | JRC TIMES | Power only | bar: 2018 to 2050
DE | CHP_Coal_Hardcoal_CCS | Power | 1 | [8 empty] | JRC TIMES | Power only | bar: 2018 to 2050
DE | CHP_Coal_Lignite_CCS | Power | 1 | [8 empty] | JRC TIMES | Power only | bar: 2018 to 2050
DE | CHP_Gas_CCGT_Natural_CCS | Power | 1 | [8 empty] | JRC TIMES | Power only | bar: 2018 to 2050
DE | CHP_Gas_CCGT_Biogas_CCS | Power | 1 | [8 empty] | JRC TIMES | Power only | bar: 2018 to 2050
DE | CHP_Biomass_Solid | Power | 2 | [8 empty] | JRC TIMES | Power+Heat | bar: 2018 to 2050
DE | CHP_Coal_Hardcoal | Power | 2 | [8 empty] | JRC TIMES | Power+Heat | bar: 2018 to 2050
DE | CHP_Coal_Lignite | Power | 2 | [8 empty] | JRC TIMES | Power+Heat | bar: 2018 to 2050
DE | CHP_Gas_CCGT_Natural | Power | 2 | [8 empty] | JRC TIMES | Power+Heat | bar: 2018 to 2050
DE | CHP_Gas_CCGT_Biogas | Power | 2 | [8 empty] | JRC TIMES | Power+Heat | bar: 2018 to 2050
DE | CHP_Gas_CCGT_SynGas | Power | 2 | [8 empty] | JRC TIMES | Power+Heat | bar: 2018 to 2050
DE | CHP_Biomass_Solid_CCS | Power | 2 | [8 empty] | JRC TIMES | Power+Heat | bar: 2018 to 2050
DE | CHP_Coal_Hardcoal_CCS | Power | 2 | [8 empty] | JRC TIMES | Power+Heat | bar: 2018 to 2050
DE | CHP_Coal_Lignite_CCS | Power | 2 | [8 empty] | JRC TIMES | Power+Heat | bar: 2018 to 2050
DE | CHP_Gas_CCGT_Natural_CCS | Power | 2 | [8 empty] | JRC TIMES | Power+Heat | bar: 2018 to 2050
DE | CHP_Gas_CCGT_Biogas_CCS | Power | 2 | [8 empty] | JRC TIMES | Power+Heat | bar: 2018 to 2050
DE | CHP_Hydrogen_FuelCell | Power | 2 | 0.5 | 0.5 | 0.5 | 0.5 | 0.5 | 0.5 | 0.5 | 0.5 | old data (90% eff, Kevin) | Power+Heat
DE | CHP_Biomass_Solid | Heat_District | 2 | 2.568 | 2.568 | 2.568 | 2.568 | 2.568 | 2.568 | 2.568 | 2.568 | JRC TIMES | Power+Heat | 2.568 | normalized to power with additional efficiencies
DE | CHP_Coal_Hardcoal | Heat_District | 2 | 1.531 | 1.531 | 1.531 | 1.531 | 1.531 | 1.531 | 1.531 | 1.531 | JRC TIMES | Power+Heat | 1.531 | normalized to power with additional efficiencies
DE | CHP_Coal_Lignite | Heat_District | 2 | 1.651 | 1.651 | 1.651 | 1.651 | 1.651 | 1.651 | 1.651 | 1.651 | JRC TIMES | Power+Heat | 1.651 | normalized to power with additional efficiencies
DE | CHP_Gas_CCGT_Natural | Heat_District | 2 | 1.006 | 1.006 | 1.006 | 1.006 | 1.006 | 1.006 | 1.006 | 1.006 | JRC TIMES | Power+Heat | 1.006 | normalized to power with additional efficiencies
DE | CHP_Gas_CCGT_Biogas | Heat_District | 2 | 1.006 | 1.006 | 1.006 | 1.006 | 1.006 | 1.006 | 1.006 | 1.006 | JRC TIMES | Power+Heat | 1.006 | normalized to power with additional efficiencies
DE | CHP_Gas_CCGT_SynGas | Heat_District | 2 | 1.006 | 1.006 | 1.006 | 1.006 | 1.006 | 1.006 | 1.006 | 1.006 | JRC TIMES | Power+Heat | 1.006 | normalized to power with additional efficiencies
DE | CHP_Biomass_Solid_CCS | Heat_District | 2 | 2.568 | 2.568 | 2.568 | 2.568 | 2.568 | 2.568 | 2.568 | 2.568 | JRC TIMES | Power+Heat | 2.568 | normalized to power with additional efficiencies
DE | CHP_Coal_Hardcoal_CCS | Heat_District | 2 | 1.832 | 1.832 | 1.832 | 1.832 | 1.832 | 1.832 | 1.832 | 1.832 | JRC TIMES | Power+Heat | 1.832 | normalized to power with additional efficiencies
DE | CHP_Coal_Lignite_CCS | Heat_District | 2 | 1.006 | 1.006 | 1.006 | 1.006 | 1.006 | 1.006 | 1.006 | 1.006 | JRC TIMES | Power+Heat | 1.006 | normalized to power with additional efficiencies
DE | CHP_Gas_CCGT_Natural_CCS | Heat_District | 2 | 1.006 | 1.006 | 1.006 | 1.006 | 1.006 | 1.006 | 1.006 | 1.006 | JRC TIMES | Power+Heat | 1.006 | normalized to power with additional efficiencies
DE | CHP_Gas_CCGT_Biogas_CCS | Heat_District | 2 | 1.006 | 1.006 | 1.006 | 1.006 | 1.006 | 1.006 | 1.006 | 1.006 | JRC TIMES | Power+Heat | 1.006 | normalized to power with additional efficiencies
DE | CHP_Hydrogen_FuelCell | Heat_District | 2 | 0.4 | 0.4 | 0.4 | 0.4 | 0.4 | 0.4 | 0.4 | 0.4 | old data (90% eff, Kevin) | Power+Heat
DE | HLI_Convert_DH | Heat_Low_Industrial | 1 | bar: 2018 to 2050
DE | HLR_Convert_DH | Heat_Low_Residential | 1 | bar: 2018 to 2050
DE | CHP_Oil | Power | 1 | [8 empty] | using lignite values | bar: 2018 to 2050
DE | CHP_Oil | Power | 2 | [8 empty] | using lignite values | bar: 2018 to 2050
DE | CHP_Oil | Heat_District | 2 | 1.651 | 1.651 | 1.651 | 1.651 | 1.651 | 1.651 | 1.651 | 1.651 | using lignite values
DE | Res_PV_Utility_Tracking | Power | 1 | bar: 2018 to 2050
DE | P_Gas_CCGT | Power | 1 | bar: 2018 to 2050
DE | P_Gas_OCGT | Power | 1 | bar: 2018 to 2050
DE | P_Gas_Engines | Power | 1 | bar: 2018 to 2050
DE | P_Gas_CCGT | Power | 2 | bar: 2018 to 2050
DE | P_Gas_OCGT | Power | 2 | bar: 2018 to 2050
DE | P_Gas_Engines | Power | 2 | bar: 2018 to 2050
DE | P_Gas_CCGT | Power | 3 | bar: 2018 to 2050
DE | P_Gas_OCGT | Power | 3 | bar: 2018 to 2050
DE | P_Gas_Engines | Power | 3 | bar: 2018 to 2050

## Par_CapitalCost
CapitalCost{r in REGION, t in TECHNOLOGY, y in YEAR}
Total capital cost (including interest paid during construction)per unit of capacity for new capacity additions
Unit: M€/GW
Region | Technology | 2018 | 2020 | 2025 | 2030 | 2035 | 2040 | 2045 | 2050
World | CHP_Coal_Hardcoal | 2030 | 2030 | 2030 | 2030 | 2030 | 2030 | 2030 | 2030
World | CHP_Coal_Lignite | 2030 | 2030 | 2030 | 2030 | 2030 | 2030 | 2030 | 2030
World | CHP_Gas | 976.5 | 976.5 | 976.5 | 976.5 | 976.5 | 976.5 | 976.5 | 976.5
World | CHP_Nuclear | 5670 | 5481 | 5323.5 | 5166 | 4977 | 4788 | 4756.5 | 4725
World | CHP_Biomass | 3670 | 3300 | 3145 | 2990 | 2870 | 2750 | 2645 | 2540
World | D_Battery_Li-Ion
World | D_Battery_Redox
World | D_Gas_H2
World | D_Gas_Methane
World | D_PHS
World | D_Heat_HLI | 1200 | 1200 | 1200 | 1200 | 1200 | 1200 | 1200 | 1200
World | D_Heat_HLR | 1200 | 1200 | 1200 | 1200 | 1200 | 1200 | 1200 | 1200
World | D_PHS_Residual
World | D_CAES
World | FRT_Rail_Conv | 3.6184 | 3.5667 | 3.515 | 3.4633 | 3.4117 | 3.36 | 3.3083 | 3.2566
World | FRT_Rail_Electric | 5.1692 | 4.763 | 4.3569 | 3.9507 | 3.5446 | 3.1384 | 2.7323 | 2.3261
World | FRT_Road_OH | 8.9952 | 8.8093 | 8.6234 | 8.4374 | 8.2515 | 8.0656 | 7.8796 | 7.6937
World | FRT_Road_BEV | 19.3664 | 18.9661 | 18.5658 | 18.1655 | 17.7652 | 17.3649 | 16.9646 | 16.5643
World | FRT_Road_H2 | 17.0799 | 15.7493 | 14.4187 | 13.088 | 11.7574 | 10.4267 | 9.0961 | 7.7655
World | FRT_Road_ICE | 6.1224 | 6.0641 | 6.0058 | 5.9475 | 5.8892 | 5.8309 | 5.7726 | 5.7143
World | FRT_Road_PHEV | 8.6179 | 8.4499 | 8.2819 | 8.114 | 7.946 | 7.778 | 7.61 | 7.442
World | FRT_Ship_Bio | 10.3036 | 10.036 | 9.7684 | 9.5007 | 9.2331 | 8.9655 | 8.6979 | 8.4302
World | FRT_Ship_Conv | 9.3669 | 9.2331 | 9.0993 | 8.9655 | 8.8317 | 8.6979 | 8.564 | 8.4302
World | HHT_Biomass | 2890 | 2620 | 2495 | 2370 | 2260 | 2150 | 2050 | 1950
World | HHT_Coal_Hardcoal | 1600 | 1600 | 1600 | 1600 | 1600 | 1600 | 1600 | 1600
World | HHT_Coal_Lignite | 2000 | 2000 | 2000 | 2000 | 2000 | 2000 | 2000 | 2000
World | HHT_Electric_Furnace | 350 | 350 | 350 | 350 | 350 | 350 | 350 | 350
World | HHT_Gas | 775 | 775 | 775 | 775 | 775 | 775 | 775 | 775
World | HHT_Geothermal | 3500 | 3400 | 3300 | 3200 | 3105 | 3010 | 2920 | 2830
World | HHT_Oil | 130 | 130 | 130 | 130 | 130 | 130 | 130 | 130
World | HHT_H2 | 3570 | 2680 | 2380 | 2080 | 1975 | 1870 | 1805 | 1740
World | HLT_Biomass | 2890 | 2620 | 2495 | 2370 | 2260 | 2150 | 2050 | 1950
World | HLT_Coal_Hardcoal | 1600 | 1600 | 1600 | 1600 | 1600 | 1600 | 1600 | 1600
World | HLT_Coal_Lignite | 2000 | 2000 | 2000 | 2000 | 2000 | 2000 | 2000 | 2000
World | HLT_Electric_Furnace | 800 | 800 | 800 | 800 | 800 | 800 | 800 | 800
World | HLT_Gas | 775 | 775 | 775 | 775 | 775 | 775 | 775 | 775
World | HLT_Geothermal | 1700 | 1700 | 1700 | 1700 | 1700 | 1700 | 1700 | 1700
World | HLT_Heatpump | 800 | 780 | 755 | 730 | 710 | 690 | 670 | 650
World | HLT_Rooftop_Commercial | 1100 | 900 | 855 | 810 | 785 | 760 | 740 | 720
World | HLT_Rooftop_Residential | 1310 | 1100 | 1045 | 990 | 960 | 930 | 905 | 880
World | HLT_Oil | 495 | 495 | 495 | 495 | 495 | 495 | 495 | 495
World | P_Coal_Hardcoal | 1600 | 1600 | 1600 | 1600 | 1600 | 1600 | 1600 | 1600
World | P_Coal_Lignite | 1900 | 1900 | 1900 | 1900 | 1900 | 1900 | 1900 | 1900
World | P_Gas | 650 | 635.7143 | 621.4286 | 607.1429 | 592.8571 | 578.5714 | 564.2857 | 550
World | P_Nuclear | 6000 | 6000 | 6000 | 6000 | 6000 | 6000 | 6000 | 6000
World | *P_Nuclear | 6000 | 6000 | 6000 | 6000 | 6000 | 6000 | 6000 | 6000
World | P_Oil | 650 | 650 | 650 | 650 | 650 | 650 | 650 | 650
World | P_Biomass | 2890 | 2620 | 2495 | 2370 | 2260 | 2150 | 2050 | 1950
World | PSNG_Air_Bio | 7.783 | 7.5808 | 7.3787 | 7.1765 | 6.9743 | 6.7722 | 6.57 | 6.3679
World | PSNG_Air_Conv | 7.0754 | 6.9743 | 6.8733 | 6.7722 | 6.6711 | 6.57 | 6.469 | 6.3679
World | PSNG_Air_H2 | 12.7358 | 11.917 | 11.0983 | 10.2796 | 9.4608 | 8.6421 | 7.8234 | 7.0047
World | PSNG_Rail_Conv | 4.1848 | 4.125 | 4.0652 | 4.0054 | 3.9457 | 3.8859 | 3.8261 | 3.7663
World | PSNG_Rail_Electric | 5.9783 | 5.8929 | 5.8075 | 5.722 | 5.6366 | 5.5512 | 5.4658 | 5.3804
World | PSNG_Road_BEV | 77.3333 | 71.3478 | 65.3622 | 59.3766 | 53.391 | 47.4054 | 41.4199 | 35.4343
World | PSNG_Road_H2 | 146.6667 | 129.7969 | 112.9271 | 96.0574 | 79.1876 | 62.3178 | 45.4481 | 28.5783
World | PSNG_Road_ICE | 48 | 44.0024 | 40.0049 | 36.0073 | 32.0098 | 28.0122 | 24.0147 | 20.0171
World | PSNG_Road_PHEV | 72 | 65.521 | 59.042 | 52.5629 | 46.0839 | 39.6049 | 33.1259 | 26.6469
World | RES_Biomass | 0.01 | 0.01 | 0.01 | 0.01 | 0.01 | 0.01 | 0.01 | 0.01
World | RES_CSP | 3514 | 3188 | 2964 | 2740 | 2506 | 2374 | 2145 | 2028
World | RES_CSP_Storage | 9112 | 8588 | 8264 | 7990 | 7624 | 7268 | 6973 | 6795
World | RES_Geothermal | 5250 | 4970 | 4720 | 4470 | 4245 | 4020 | 3815 | 3610
World | RES_Hydro_Large | 2200 | 2200 | 2200 | 2200 | 2200 | 2200 | 2200 | 2200
World | RES_Hydro_Small | 4400 | 4480 | 4490 | 4500 | 4500 | 4500 | 4500 | 4500
World | RES_Ocean | 9890 | 5095 | 4442.5 | 3790 | 3082.5 | 2375 | 2237.5 | 2100
World | RES_PV_Rooftop_Commercial | 1020 | 610.5 | 514 | 450 | 380 | 327 | 295.5 | 267
World | RES_PV_Rooftop_Residential | 1020 | 610.5 | 514 | 450 | 380 | 327 | 295.5 | 267
World | RES_PV_Utility_Avg | 1020 | 610.5 | 514 | 450 | 380 | 327 | 295.5 | 267
World | RES_PV_Utility_Inf | 1020 | 610.5 | 514 | 450 | 380 | 327 | 295.5 | 267
World | RES_PV_Utility_Opt | 1020 | 610.5 | 514 | 450 | 380 | 327 | 295.5 | 267
World | RES_Wind_Offshore_Transitional | 3500 | 2636.6667 | 2200 | 1936 | 1800 | 1710 | 1641.6 | 1592.352
World | RES_Wind_Offshore_Shallow | 2975 | 2241.1667 | 1870 | 1645.6 | 1530 | 1453.5 | 1395.36 | 1353.4992
World | RES_Wind_Offshore_Deep | 4025 | 3032.1667 | 2530 | 2226.4 | 2070 | 1966.5 | 1887.84 | 1831.2048
World | RES_Wind_Onshore_Avg | 1250 | 1150 | 1060 | 1000 | 965 | 940 | 915 | 900
World | RES_Wind_Onshore_Inf | 1250 | 1150 | 1060 | 1000 | 965 | 940 | 915 | 900
World | RES_Wind_Onshore_Opt | 1250 | 1150 | 1060 | 1000 | 965 | 940 | 915 | 900
World | X_Electrolysis | 800 | 685 | 500 | 363 | 325 | 296 | 267 | 248
World | X_Fuel_Cell | 3570 | 2680 | 2380 | 2080 | 1975 | 1870 | 1805 | 1740
World | X_Methanation | 492 | 421 | 310 | 234 | 208 | 190 | 172 | 160
World | CHP_Biomass_CCS | 5630 | 5560 | 5490 | 5420 | 5350 | 5280 | 5210 | 5140
World | P_Biomass_CCS | 5630 | 5560 | 5490 | 5420 | 5350 | 5280 | 5210 | 5140
World | HLR_Gas_Boiler | 195 | 195 | 195 | 195 | 195 | 195 | 195 | 195
World | HLR_Gas_CHP | 976.5 | 976.5 | 976.5 | 976.5 | 976.5 | 976.5 | 976.5 | 976.5
World | HLR_Biomass | 2890 | 2620 | 2495 | 2370 | 2260 | 2150 | 2050 | 1950
World | HLR_Biomass_CHP | 3670 | 3300 | 3145 | 2990 | 2870 | 2750 | 2645 | 2540
World | HLR_Hardcoal | 1600 | 1600 | 1600 | 1600 | 1600 | 1600 | 1600 | 1600
World | HLR_Lignite | 2000 | 2000 | 2000 | 2000 | 2000 | 2000 | 2000 | 2000
World | HLR_Hardcoal_CHP | 2030 | 2030 | 2030 | 2030 | 2030 | 2030 | 2030 | 2030
World | HLR_Lignite_CHP | 2030 | 2030 | 2030 | 2030 | 2030 | 2030 | 2030 | 2030
World | HLR_Direct_Electric | 800 | 800 | 800 | 800 | 800 | 800 | 800 | 800
World | HLR_Solar_Thermal | 773 | 773 | 773 | 773 | 773 | 773 | 773 | 773
World | HLR_Heatpump_Aerial | 800 | 780 | 755 | 730 | 710 | 690 | 670 | 650
World | HLR_Heatpump_Ground | 1700 | 1650 | 1600 | 1550 | 1505 | 1460 | 1415 | 1370
World | HLR_Geothermal | 5250 | 4970 | 4720 | 4470 | 4245 | 4020 | 3815 | 3610
World | HLR_Oil_Boiler | 495 | 495 | 495 | 495 | 495 | 495 | 495 | 495
World | HLI_Gas_Boiler | 195 | 195 | 195 | 195 | 195 | 195 | 195 | 195
World | HLI_Gas_CHP | 486 | 486 | 486 | 486 | 486 | 486 | 486 | 486
World | HLI_Biomass | 2890 | 2620 | 2495 | 2370 | 2260 | 2150 | 2050 | 1950
World | HLI_Biomass_CHP | 3670 | 3300 | 3145 | 2990 | 2870 | 2750 | 2645 | 2540
World | HLI_Hardcoal | 1600 | 1600 | 1600 | 1600 | 1600 | 1600 | 1600 | 1600
World | HLI_Lignite | 2000 | 2000 | 2000 | 2000 | 2000 | 2000 | 2000 | 2000
World | HLI_Direct_Electric | 800 | 800 | 800 | 800 | 800 | 800 | 800 | 800
World | HLI_Hardcoal_CHP | 2030 | 2030 | 2030 | 2030 | 2030 | 2030 | 2030 | 2030
World | HLI_Lignite_CHP | 2030 | 2030 | 2030 | 2030 | 2030 | 2030 | 2030 | 2030
World | HLI_Solar_Thermal | 773 | 773 | 773 | 773 | 773 | 773 | 773 | 773
World | HLI_Fuelcell | 3570 | 2680 | 2380 | 2080 | 1975 | 1870 | 1805 | 1740
World | HLI_Geothermal | 5250 | 4970 | 4720 | 4470 | 4245 | 4020 | 3815 | 3610
World | HLI_Oil_Boiler | 495 | 495 | 495 | 495 | 495 | 495 | 495 | 495
World | HLI_Oil_CHP | 930 | 930 | 930 | 930 | 930 | 930 | 930 | 930
World | HMI_Gas | 71 | 71 | 71 | 71 | 71 | 71 | 71 | 71
World | HMI_H2 | 137 | 137 | 137 | 137 | 137 | 137 | 137 | 137
World | HMI_Biomass | 128 | 128 | 128 | 128 | 128 | 128 | 128 | 128
World | HMI_HardCoal | 128 | 128 | 128 | 128 | 128 | 128 | 128 | 128
World | HMI_Steam_Electric | 103 | 103 | 103 | 103 | 103 | 103 | 103 | 103
World | HMI_Oil | 106 | 106 | 106 | 106 | 106 | 106 | 106 | 106
World | HHI_BF_BOF | 442 | 442 | 442 | 442 | 442 | 442 | 442 | 442
World | HHI_DRI_EAF | 414 | 414 | 414 | 414 | 414 | 414 | 414 | 414
World | HHI_Scrap_EAF | 184 | 184 | 184 | 184 | 184 | 184 | 184 | 184
World | HHI_H2DRI_EAF | 424 | 424 | 424 | 424 | 424 | 424 | 424 | 424
World | HHI_Molten_Electrolysis | 639 | 639 | 639 | 639 | 639 | 639 | 639 | 639
World | HHI_Bio_BF_BOF | 486.2 | 486.2 | 486.2 | 486.2 | 486.2 | 486.2 | 486.2 | 486.2
World | A_CCS_Capacity | 0.5 | 0.5 | 0.5 | 0.5 | 0.5 | 0.5 | 0.5 | 0.5
World | HHI_BF_BOF_CCS | 566 | 566 | 566 | 566 | 566 | 566 | 566 | 566
World | HHI_DRI_EAF_CCS | 538 | 538 | 538 | 538 | 538 | 538 | 538 | 538
World | HLI_Biomass_CHP_CCS | 7093.8 | 7005.6 | 6917.4 | 6829.2 | 6741 | 6652.8 | 6564.6 | 6476.4
World | HLI_Hardcoal_CHP_CCS | 4221 | 4077 | 3933 | 3789 | 3645 | 3501 | 3357 | 3213
World | HLI_Lignite_CHP_CCS | 4410 | 4410 | 4410 | 4410 | 4410 | 4410 | 4410 | 4410
World | HLR_Biomass_CHP_CCS | 7093.8 | 7005.6 | 6917.4 | 6829.2 | 6741 | 6652.8 | 6564.6 | 6476.4
World | HLR_Hardcoal_CHP_CCS | 4221 | 4077 | 3933 | 3789 | 3645 | 3501 | 3357 | 3213
World | HLR_Lignite_CHP_CCS | 4410 | 4410 | 4410 | 4410 | 4410 | 4410 | 4410 | 4410
World | HMI_Gas_CCS | 365.9231 | 361.382 | 356.6322 | 351.6588 | 346.4458 | 340.9753 | 335.2278 | 329.1818
World | HMI_HardCoal_CCS | 268 | 258.8571 | 249.7143 | 240.5714 | 231.4286 | 222.2857 | 213.1429 | 204
World | P_Coal_Hardcoal_CCS | 3350 | 3235.7143 | 3121.4286 | 3007.1429 | 2892.8571 | 2778.5714 | 2664.2857 | 2550
World | P_Coal_Lignite_CCS | 3500 | 3500 | 3500 | 3500 | 3500 | 3500 | 3500 | 3500
World | P_Gas_CCS | 1500 | 1500 | 1500 | 1500 | 1500 | 1500 | 1500 | 1500
World | X_SMR | 683.5536 | 653.3421 | 623.1305 | 592.919 | 562.7074 | 532.4959 | 502.2843 | 472.0728
World | X_SMR_CCS | 3522.9301 | 3325.4377 | 3129.9774 | 2936.6928 | 2745.7411 | 2557.2951 | 2371.5451 | 2188.7012
World | A_Air | 0.5 | 0.5 | 0.5 | 0.5 | 0.5 | 0.5 | 0.5 | 0.5
World | HLR_H2_Boiler | 650 | 627.1429 | 604.2857 | 581.4286 | 558.5714 | 535.7143 | 512.8571 | 490
World | HLI_H2_Boiler | 650 | 627.1429 | 604.2857 | 581.4286 | 558.5714 | 535.7143 | 512.8571 | 490
World | X_Biofuel | 731.4228 | 625.8719 | 460.8558 | 347.8718 | 309.2194 | 282.46 | 255.7006 | 237.8611
DE | X_Powerfuel | 947 | 919.9429 | 892.8857 | 865.8286 | 838.7714 | 730.5429 | 706.1914 | 681.84
DE | RES_Grass | 0.01 | 0.0097857 | 0.0095714 | 0.0093571 | 0.0091429 | 0.0089286 | 0.0087143 | 0.0085
DE | RES_Wood | 0.01 | 0.0097857 | 0.0095714 | 0.0093571 | 0.0091429 | 0.0089286 | 0.0087143 | 0.0085
DE | RES_Residues | 0.01 | 0.0097857 | 0.0095714 | 0.0093571 | 0.0091429 | 0.0089286 | 0.0087143 | 0.0085
DE | RES_Paper_Cardboard | 0.01 | 0.0097857 | 0.0095714 | 0.0093571 | 0.0091429 | 0.0089286 | 0.0087143 | 0.0085
DE | RES_Roundwood | 0.01 | 0.0097857 | 0.0095714 | 0.0093571 | 0.0091429 | 0.0089286 | 0.0087143 | 0.0085
DE | RES_Biogas | 771 | 715.3357 | 675.7429 | 636.2857 | 597.0286 | 564.2857 | 530.7 | 500.65
DE | X_Gasifier | 1 | 0.97143 | 0.94286 | 0.91429 | 0.88571 | 0.85714 | 0.82857 | 0.8
DE | X_Liquifier | 1 | 0.97143 | 0.94286 | 0.91429 | 0.88571 | 0.85714 | 0.82857 | 0.8
DE | FRT_Road_LNG | 6.1224 | 6.0208 | 5.92 | 5.8201 | 5.7209 | 5.6227 | 5.5252 | 5.4286
DE | FRT_Ship_LNG | 10.3036 | 9.9643 | 9.6288 | 9.2972 | 8.9693 | 8.6453 | 8.3251 | 8.0087
DE | PSNG_Road_LNG | 48 | 43.6881 | 39.4334 | 35.2358 | 31.0952 | 27.0118 | 22.9855 | 19.0163
DE | P_H2_OCGT | 516 | 490.2 | 425.7 | 402.05 | 361.2 | 338.625 | 316.05 | 293.475
DE | X_DAC_LT | 730 | 709.1429 | 503.4857 | 309.0286 | 254.6429 | 203.1429 | 180.6286 | 159.2
DE | X_DAC_HT | 815 | 791.7143 | 562.4143 | 345.6 | 284.7571 | 227.1429 | 201.7571 | 177.6
DE | CHP_Biomass_Solid | 2200 | 2090 | 1980 | 1925 | 1870 | 1870 | 1870 | 1870 | JRC-TIMES+DEA | 10% on PP, PP prices from JRC TIMES
DE | CHP_Coal_Hardcoal | 2750 | 2750 | 2750 | 2750 | 2750 | 2750 | 2750 | 2750 | JRC-TIMES+DEA | 10% on PP, PP prices from JRC TIMES
DE | CHP_Coal_Lignite | 2200 | 2200 | 2200 | 2200 | 2200 | 2200 | 2200 | 2200 | JRC-TIMES+DEA | 10% on PP, PP prices from JRC TIMES
DE | CHP_Gas_CCGT_Natural | 935 | 858 | 847 | 836 | 825 | 814 | 814 | 814 | JRC-TIMES+DEA | 10% on PP, PP prices from JRC TIMES
DE | CHP_Gas_CCGT_Biogas | 935 | 858 | 847 | 836 | 825 | 814 | 814 | 814 | JRC-TIMES+DEA | 10% on PP, PP prices from JRC TIMES
DE | CHP_Gas_CCGT_SynGas | 935 | 858 | 847 | 836 | 825 | 814 | 814 | 814 | JRC-TIMES+DEA | 10% on PP, PP prices from JRC TIMES
DE | CHP_Biomass_Solid_CCS | 6342.105 | 6342.105 | 6342.105 | 6342.105 | 6342.105 | 6342.105 | 6342.105 | 6342.105 | own assumption | 50% higher than normal PP
DE | CHP_Coal_Hardcoal_CCS | 4125 | 4125 | 4125 | 4125 | 4125 | 4125 | 4125 | 4125 | own assumption | 50% higher than normal PP
DE | CHP_Coal_Lignite_CCS | 3300 | 3300 | 3300 | 3300 | 3300 | 3300 | 3300 | 3300 | own assumption | 50% higher than normal PP
DE | CHP_Gas_CCGT_Natural_CCS | 1402.5 | 1287 | 1270.5 | 1254 | 1237.5 | 1221 | 1221 | 1221 | own assumption | 50% higher than normal PP
DE | CHP_Gas_CCGT_Biogas_CCS | 1402.5 | 1287 | 1270.5 | 1254 | 1237.5 | 1221 | 1221 | 1221 | own assumption | 50% higher than normal PP
DE | CHP_Hydrogen_FuelCell | 1100 | 1081.25 | 1034.375 | 987.5 | 940.625 | 893.75 | 846.875 | 800 | Kevin | old data (90% eff, Kevin) | Power+Heat
DE | HLI_Convert_DH | [8 empty] | marginal costs | bar: 2018 to 2050
DE | HLR_Convert_DH | [8 empty] | marginal costs | bar: 2018 to 2050
DE | CHP_Oil | 930 | 930 | 930 | 930 | 930 | 930 | 930 | 930 | Mapping and analyses of the current and future (2020 - 2030) heating/cooling fuel deployment (fossil/renewables), EUROPEAN COMMISSION DIRECTORATE-GENERAL FOR ENERGY, 2012
DE | Res_PV_Utility_Tracking | 1200 | 612 | 444 | 360 | 312 | 276 | 252 | 228
DE | P_Gas_CCGT | 700 | 642.3529 | 634.1176 | 625.8824 | 617.6471 | 609.4118 | 609.4118 | 609.4118 | EWI
DE | P_Gas_OCGT | 400 | 381.3953 | 372.093 | 372.093 | 372.093 | 372.093 | 372.093 | 372.093 | EWI
DE | P_Gas_Engines | 620 | 590 | 580 | 570 | 560 | 560 | 560 | 560 | EWI

## Par_VariableCost
VariableCost{r in REGION, t in TECHNOLOGY, m in MODEOFOPERATION, y in YEAR}
Cost per unit of activity of the technology.
Unit: M€/PJ
Region | Technology | ModeOfOperation | 2018 | 2020 | 2025 | 2030 | 2035 | 2040 | 2045 | 2050
World | CHP_Coal_Hardcoal | 1 | 0 | 0 | 0 | 0 | 0 | 0 | 0 | 0
World | CHP_Coal_Lignite | 1 | 0 | 0 | 0 | 0 | 0 | 0 | 0 | 0
World | CHP_Gas | 1 | 0 | 0 | 0 | 0 | 0 | 0 | 0 | 0
World | CHP_Nuclear | 1 | 0 | 0 | 0 | 0 | 0 | 0 | 0 | 0
World | CHP_Biomass | 1 | 0 | 0 | 0 | 0 | 0 | 0 | 0 | 0
World | D_Battery_Li-Ion | 2
World | D_Battery_Redox | 2
World | D_Gas_H2 | 2
World | D_Gas_Methane | 2
World | D_Heat | 2
World | D_PHS | 2
World | D_PHS_Residual | 2
World | D_Battery_Li-Ion | 1 | 20.5556 | 16.5741 | 12.5926 | 8.6111 | 8.3333 | 8.0556 | 7.7778 | 7.5
World | D_Battery_Redox | 1 | 86.3889 | 68.8889 | 51.3889 | 33.8889 | 32.9167 | 31.9444 | 30.9722 | 30
World | D_Gas_H2 | 1 | 0.83333 | 0.80556 | 0.77778 | 0.75 | 0.75 | 0.75 | 0.75 | 0.75
World | D_Gas_Methane | 1 | 9.1667 | 9.1667 | 9.1667 | 9.1667 | 9.1667 | 9.1667 | 9.1667 | 9.1667
World | D_Heat_HLI | 1 | 0 | 0 | 0 | 0 | 0 | 0 | 0 | 0
World | D_Heat_HLR | 1
World | D_PHS | 1 | 43.0556 | 41.6667 | 40.2778 | 38.8889 | 38.75 | 38.6111 | 38.4722 | 38.3333
World | D_PHS_Residual | 1 | 2.1528 | 2.0833 | 2.0139 | 1.9444 | 1.9375 | 1.9306 | 1.9236 | 1.9167
World | D_CAES | 1 | 62.5 | 60.463 | 58.4259 | 56.3889 | 56.1806 | 55.9722 | 55.7639 | 55.5556
World | FRT_Rail_Conv | 1 | 0 | 0 | 0 | 0 | 0 | 0 | 0 | 0
World | FRT_Rail_Electric | 1 | 0 | 0 | 0 | 0 | 0 | 0 | 0 | 0
World | FRT_Road_BEV | 1 | 0 | 0 | 0 | 0 | 0 | 0 | 0 | 0
World | FRT_Road_H2 | 1 | 0 | 0 | 0 | 0 | 0 | 0 | 0 | 0
World | FRT_Road_ICE | 1 | 0 | 0 | 0 | 0 | 0 | 0 | 0 | 0
World | FRT_Road_PHEV | 1 | 0 | 0 | 0 | 0 | 0 | 0 | 0 | 0
World | FRT_Ship_Bio | 1 | 0 | 0 | 0 | 0 | 0 | 0 | 0 | 0
World | FRT_Ship_Conv | 1 | 0 | 0 | 0 | 0 | 0 | 0 | 0 | 0
World | FRT_Ship_H2 | 1 | 0 | 0 | 0 | 0 | 0 | 0 | 0 | 0
World | HHT_Biomass | 1 | 0 | 0 | 0 | 0 | 0 | 0 | 0 | 0
World | HHT_Coal_Hardcoal | 1 | 0 | 0 | 0 | 0 | 0 | 0 | 0 | 0
World | HHT_Coal_Lignite | 1 | 0 | 0 | 0 | 0 | 0 | 0 | 0 | 0
World | HHT_Electric_Furnace | 1 | 0 | 0 | 0 | 0 | 0 | 0 | 0 | 0
World | HHT_Gas | 1 | 0 | 0 | 0 | 0 | 0 | 0 | 0 | 0
World | HHT_Geothermal | 1 | 0 | 0 | 0 | 0 | 0 | 0 | 0 | 0
World | HHT_Oil | 1 | 0 | 0 | 0 | 0 | 0 | 0 | 0 | 0
World | HLT_Biomass | 1 | 0 | 0 | 0 | 0 | 0 | 0 | 0 | 0
World | HHT_H2 | 1 | 0 | 0 | 0 | 0 | 0 | 0 | 0 | 0
World | HLT_Coal_Hardcoal | 1 | 0 | 0 | 0 | 0 | 0 | 0 | 0 | 0
World | HLT_Coal_Lignite | 1 | 0 | 0 | 0 | 0 | 0 | 0 | 0 | 0
World | HLT_Electric_Furnace | 1 | 0 | 0 | 0 | 0 | 0 | 0 | 0 | 0
World | HLT_Gas | 1 | 0 | 0 | 0 | 0 | 0 | 0 | 0 | 0
World | HLT_Geothermal | 1 | 0 | 0 | 0 | 0 | 0 | 0 | 0 | 0
World | HLT_Heatpump | 1 | 0 | 0 | 0 | 0 | 0 | 0 | 0 | 0
World | HLT_Rooftop | 1 | 0 | 0 | 0 | 0 | 0 | 0 | 0 | 0
World | HLT_Oil | 1 | 0 | 0 | 0 | 0 | 0 | 0 | 0 | 0
World | P_Coal_Hardcoal | 1 | 0 | 0 | 0 | 0 | 0 | 0 | 0 | 0
World | P_Coal_Lignite | 1 | 0 | 0 | 0 | 0 | 0 | 0 | 0 | 0
World | P_Gas | 1 | 0 | 0 | 0 | 0 | 0 | 0 | 0 | 0
World | P_Nuclear | 1 | 0 | 0 | 0 | 0 | 0 | 0 | 0 | 0
World | P_Oil | 1 | 0 | 0 | 0 | 0 | 0 | 0 | 0 | 0
World | P_Biomass | 1 | 0 | 0 | 0 | 0 | 0 | 0 | 0 | 0
World | PSNG_Air_Bio | 1 | 0 | 0 | 0 | 0 | 0 | 0 | 0 | 0
World | PSNG_Air_Conv | 1 | 0 | 0 | 0 | 0 | 0 | 0 | 0 | 0
World | PSNG_Air_H2 | 1 | 0 | 0 | 0 | 0 | 0 | 0 | 0 | 0
World | PSNG_Rail_Conv | 1 | 0 | 0 | 0 | 0 | 0 | 0 | 0 | 0
World | PSNG_Rail_Electric | 1 | 0 | 0 | 0 | 0 | 0 | 0 | 0 | 0
World | PSNG_Road_BEV | 1 | 0 | 0 | 0 | 0 | 0 | 0 | 0 | 0
World | PSNG_Road_H2 | 1 | 0 | 0 | 0 | 0 | 0 | 0 | 0 | 0
World | PSNG_Road_ICE | 1 | 0 | 0 | 0 | 0 | 0 | 0 | 0 | 0
World | PSNG_Road_PHEV | 1 | 0 | 0 | 0 | 0 | 0 | 0 | 0 | 0
World | RES_CSP | 1 | 0 | 0 | 0 | 0 | 0 | 0 | 0 | 0
World | RES_CSP_Storage | 1 | 0 | 0 | 0 | 0 | 0 | 0 | 0 | 0
World | RES_Geothermal | 1 | 0.83333 | 0.83333 | 0.83333 | 0.83333 | 0.83333 | 0.83333 | 0.83333 | 0.83333
World | RES_Hydro_Large | 1 | 0.83333 | 0.83333 | 0.83333 | 0.83333 | 0.83333 | 0.83333 | 0.83333 | 0.83333
World | RES_Hydro_Small | 1 | 1.3889 | 1.3889 | 1.3889 | 1.3889 | 1.3889 | 1.3889 | 1.3889 | 1.3889
World | RES_Ocean | 1 | 0 | 0 | 0 | 0 | 0 | 0 | 0 | 0
World | RES_PV_Rooftop | 1 | 0 | 0 | 0 | 0 | 0 | 0 | 0 | 0
World | RES_PV_Utility_Avg | 1 | 0 | 0 | 0 | 0 | 0 | 0 | 0 | 0
World | RES_PV_Utility_Inf | 1 | 0 | 0 | 0 | 0 | 0 | 0 | 0 | 0
World | RES_PV_Utility_Opt | 1 | 0 | 0 | 0 | 0 | 0 | 0 | 0 | 0
World | RES_Wind_Offshore_Transitional | 1 | 0 | 0 | 0 | 0 | 0 | 0 | 0 | 0
World | RES_Wind_Offshore_Shallow | 1 | 0 | 0 | 0 | 0 | 0 | 0 | 0 | 0
World | RES_Wind_Offshore_Deep | 1 | 0 | 0 | 0 | 0 | 0 | 0 | 0 | 0
World | RES_Wind_Onshore_Avg | 1 | 0 | 0 | 0 | 0 | 0 | 0 | 0 | 0
World | RES_Wind_Onshore_Inf | 1 | 0 | 0 | 0 | 0 | 0 | 0 | 0 | 0
World | RES_Wind_Onshore_Opt | 1 | 0 | 0 | 0 | 0 | 0 | 0 | 0 | 0
World | RES_Biomass | 1 | 3.91 | 4.16 | 4.41 | 4.66 | 4.91 | 5.16 | 5.41 | 5.66
World | X_Electrolysis | 1 | 0.001 | 0.001 | 0.001 | 0.001 | 0.001 | 0.001 | 0.001 | 0.001
World | X_Fuel_Cell | 1 | 11.1111 | 6.9444 | 6.6667 | 6.3889 | 5.4167 | 4.4444 | 4.4444 | 4.4444
World | X_Fuel_Cell | 2 | 11.1111 | 6.9444 | 6.6667 | 6.3889 | 5.4167 | 4.4444 | 4.4444 | 4.4444
World | X_Methanation | 1 | 0.41667 | 0.41667 | 0.41667 | 0.41667 | 0.41667 | 0.41667 | 0.41667 | 0.41667
World | X_Methanation | 2 | 1.2778 | 1.2778 | 1.2778 | 1.2778 | 1.2778 | 1.2778 | 1.2778 | 1.2778
World | CHP_Gas | 2 | 0 | 0 | 0 | 0 | 0 | 0 | 0 | 0
World | HHT_Gas | 2 | 0 | 0 | 0 | 0 | 0 | 0 | 0 | 0
World | HLT_Gas | 2 | 0 | 0 | 0 | 0 | 0 | 0 | 0 | 0
World | P_Gas | 2 | 0 | 0 | 0 | 0 | 0 | 0 | 0 | 0
World | CHP_Gas | 3 | 0 | 0 | 0 | 0 | 0 | 0 | 0 | 0
World | HHT_Gas | 3 | 0 | 0 | 0 | 0 | 0 | 0 | 0 | 0
World | HLT_Gas | 3 | 0 | 0 | 0 | 0 | 0 | 0 | 0 | 0
World | P_Gas | 3 | 0 | 0 | 0 | 0 | 0 | 0 | 0 | 0
World | CHP_Biomass_CCS | 1 | 0.556 | 0.556 | 0.556 | 0.556 | 0.556 | 0.556 | 0.556 | 0.556
World | P_Biomass_CCS | 1 | 0.556 | 0.556 | 0.556 | 0.556 | 0.556 | 0.556 | 0.556 | 0.556
World | A_CCS_Capacity | 1 | 0.5 | 0.5 | 0.5 | 0.5 | 0.5 | 0.5 | 0.5 | 0.5
DE | FRT_Rail_Conv | 1 | 0 | 0 | 0 | 0 | 0 | 0 | 0 | 0
DE | FRT_Rail_Electric | 1 | 0 | 0 | 0 | 0 | 0 | 0 | 0 | 0
DE | FRT_Road_BEV | 1 | 0 | 0 | 0 | 0 | 0 | 0 | 0 | 0
DE | FRT_Road_H2 | 1 | 0 | 0 | 0 | 0 | 0 | 0 | 0 | 0
DE | FRT_Road_ICE | 1 | 0 | 0 | 0 | 0 | 0 | 0 | 0 | 0
DE | FRT_Road_PHEV | 1 | 0 | 0 | 0 | 0 | 0 | 0 | 0 | 0
DE | FRT_Ship_Bio | 1 | 0 | 0 | 0 | 0 | 0 | 0 | 0 | 0
DE | FRT_Ship_Conv | 1 | 0 | 0 | 0 | 0 | 0 | 0 | 0 | 0
DE | FRT_Ship_H2 | 1 | 0 | 0 | 0 | 0 | 0 | 0 | 0 | 0
DE | P_Coal_Hardcoal | 1 | 0 | 0 | 0 | 0 | 0 | 0 | 0 | 0
DE | P_Coal_Lignite | 1 | 0 | 0 | 0 | 0 | 0 | 0 | 0 | 0
DE | P_Gas | 1 | 0 | 0 | 0 | 0 | 0 | 0 | 0 | 0
DE | P_Nuclear | 1 | 0 | 0 | 0 | 0 | 0 | 0 | 0 | 0
DE | P_Oil | 1 | 0 | 0 | 0 | 0 | 0 | 0 | 0 | 0
DE | P_Biomass | 1 | 0 | 0 | 0 | 0 | 0 | 0 | 0 | 0
DE | PSNG_Air_Bio | 1 | 0 | 0 | 0 | 0 | 0 | 0 | 0 | 0
DE | PSNG_Air_Conv | 1 | 0 | 0 | 0 | 0 | 0 | 0 | 0 | 0
DE | PSNG_Air_H2 | 1 | 0 | 0 | 0 | 0 | 0 | 0 | 0 | 0
DE | PSNG_Rail_Conv | 1 | 0 | 0 | 0 | 0 | 0 | 0 | 0 | 0
DE | PSNG_Rail_Electric | 1 | 0 | 0 | 0 | 0 | 0 | 0 | 0 | 0
DE | PSNG_Road_BEV | 1 | 0 | 0 | 0 | 0 | 0 | 0 | 0 | 0
DE | PSNG_Road_H2 | 1 | 0 | 0 | 0 | 0 | 0 | 0 | 0 | 0
DE | PSNG_Road_ICE | 1 | 0 | 0 | 0 | 0 | 0 | 0 | 0 | 0
DE | PSNG_Road_PHEV | 1 | 0 | 0 | 0 | 0 | 0 | 0 | 0 | 0
DE | R_Gas | 1 | 7.818 | 5.9417 | 5.6446 | 5.3624 | 5.0943 | 4.8396 | 4.5976 | 4.3677
DE | R_Nuclear | 1 | 0.81692 | 0.65353 | 0.65353 | 0.65353 | 0.65353 | 0.65353 | 0.65353 | 0.65353
DE | R_Oil | 1 | 4.5255 | 3.4394 | 3.2674 | 3.1041 | 2.9489 | 2.8014 | 2.6613 | 2.5283
DE | RES_CSP | 1 | 0 | 0 | 0 | 0 | 0 | 0 | 0 | 0
DE | RES_CSP_Storage | 1 | 0 | 0 | 0 | 0 | 0 | 0 | 0 | 0
DE | RES_Geothermal | 1 | 0.83333 | 0.70833 | 0.70833 | 0.70833 | 0.70833 | 0.70833 | 0.70833 | 0.70833
DE | RES_Hydro_Large | 1 | 0 | 0 | 0 | 0 | 0 | 0 | 0 | 0
DE | RES_Hydro_Small | 1 | 0 | 0 | 0 | 0 | 0 | 0 | 0 | 0
DE | RES_Ocean | 1 | 0 | 0 | 0 | 0 | 0 | 0 | 0 | 0
DE | RES_PV_Rooftop | 1 | 0 | 0 | 0 | 0 | 0 | 0 | 0 | 0
DE | RES_PV_Utility_Avg | 1 | 0 | 0 | 0 | 0 | 0 | 0 | 0 | 0
DE | RES_PV_Utility_Inf | 1 | 0 | 0 | 0 | 0 | 0 | 0 | 0 | 0
DE | RES_PV_Utility_Opt | 1 | 0 | 0 | 0 | 0 | 0 | 0 | 0 | 0
DE | RES_Wind_Offshore_Transitional | 1 | 0 | 0 | 0 | 0 | 0 | 0 | 0 | 0
DE | RES_Wind_Offshore_Shallow | 1 | 0 | 0 | 0 | 0 | 0 | 0 | 0 | 0
DE | RES_Wind_Offshore_Deep | 1 | 0 | 0 | 0 | 0 | 0 | 0 | 0 | 0
DE | RES_Wind_Onshore_Avg | 1 | 0 | 0 | 0 | 0 | 0 | 0 | 0 | 0
DE | RES_Wind_Onshore_Inf | 1 | 0 | 0 | 0 | 0 | 0 | 0 | 0 | 0
DE | RES_Wind_Onshore_Opt | 1 | 0 | 0 | 0 | 0 | 0 | 0 | 0 | 0
DE | RES_Biomass | 1 | 3.91 | 3.536 | 3.7485 | 3.961 | 4.1735 | 4.386 | 4.5985 | 4.811
DE | X_Electrolysis | 1 | 0.001 | 0.00065 | 0.00065 | 0.00065 | 0.00065 | 0.00065 | 0.00065 | 0.00065
DE | X_Fuel_Cell | 1 | 11.1111 | 4.5139 | 4.3333 | 4.1528 | 3.5208 | 2.8889 | 2.8889 | 2.8889
DE | X_Fuel_Cell | 2 | 11.1111 | 4.5139 | 4.3333 | 4.1528 | 3.5208 | 2.8889 | 2.8889 | 2.8889
DE | X_Methanation | 1 | 0.41667 | 0.27083 | 0.27083 | 0.27083 | 0.27083 | 0.27083 | 0.27083 | 0.27083
DE | X_Methanation | 2 | 1.2778 | 0.83056 | 0.83056 | 0.83056 | 0.83056 | 0.83056 | 0.83056 | 0.83056
DE | Z_Import_Oil | 1 | 9.0735 | 6.1324 | 8.9706 | 8.4118 | 7.15 | 5.72 | 4.4616 | 3.3462
DE | Z_Import_Hardcoal | 1 | 2.4045 | 1.8855 | 2.3615 | 1.7504 | 1.3128 | 0.9846 | 0.73845 | 0.55384
DE | Z_Import_Gas | 1 | 4.6746 | 2.815 | 6.9096 | 5.3741 | 4.568 | 3.5859 | 2.7791 | 2.0843
DE | P_Gas | 2 | 0 | 0 | 0 | 0 | 0 | 0 | 0 | 0
DE | P_Gas | 3 | 0 | 0 | 0 | 0 | 0 | 0 | 0 | 0
DE | CHP_Biomass_CCS | 1 | 0.556 | 0.4726 | 0.4726 | 0.4726 | 0.4726 | 0.4726 | 0.4726 | 0.4726
DE | P_Biomass_CCS | 1 | 0.556 | 0.4726 | 0.4726 | 0.4726 | 0.4726 | 0.4726 | 0.4726 | 0.4726
DE | A_CCS_Capacity | 1 | 0.5 | 0.425 | 0.425 | 0.425 | 0.425 | 0.425 | 0.425 | 0.425
DE | A_Air | 1 | 0.5 | 0.425 | 0.425 | 0.425 | 0.425 | 0.425 | 0.425 | 0.425
DE | HHI_BF_BOF_CCS | 1 | 1.44 | 1.368 | 1.368 | 1.368 | 1.368 | 1.368 | 1.368 | 1.368
DE | HHI_BF_BOF_CCS | 2 | 1.44 | 1.368 | 1.368 | 1.368 | 1.368 | 1.368 | 1.368 | 1.368
DE | HHI_BF_BOF_CCS | 2 | 1.44 | 1.368 | 1.368 | 1.368 | 1.368 | 1.368 | 1.368 | 1.368
DE | HHI_BF_BOF_CCS | 3 | 1.44 | 1.368 | 1.368 | 1.368 | 1.368 | 1.368 | 1.368 | 1.368
DE | HHI_BF_BOF_CCS | 3 | 1.44 | 1.368 | 1.368 | 1.368 | 1.368 | 1.368 | 1.368 | 1.368
DE | HHI_BF_BOF_CCS | 4 | 1.44 | 1.368 | 1.368 | 1.368 | 1.368 | 1.368 | 1.368 | 1.368
DE | HHI_DRI_EAF_CCS | 1 | 1.44 | 1.224 | 1.224 | 1.224 | 1.224 | 1.224 | 1.224 | 1.224
DE | HLI_Biomass_CHP_CCS | 1 | 1.44 | 1.224 | 1.224 | 1.224 | 1.224 | 1.224 | 1.224 | 1.224
DE | HLI_Hardcoal_CHP_CCS | 1 | 1.44 | 1.368 | 1.368 | 1.368 | 1.368 | 1.368 | 1.368 | 1.368
DE | HLI_Lignite_CHP_CCS | 1 | 1.44 | 1.368 | 1.368 | 1.368 | 1.368 | 1.368 | 1.368 | 1.368
DE | HLR_Biomass_CHP_CCS | 1 | 1.44 | 1.224 | 1.224 | 1.224 | 1.224 | 1.224 | 1.224 | 1.224
DE | HLR_Hardcoal_CHP_CCS | 1 | 1.44 | 1.368 | 1.368 | 1.368 | 1.368 | 1.368 | 1.368 | 1.368
DE | HLR_Lignite_CHP_CCS | 1 | 1.44 | 1.368 | 1.368 | 1.368 | 1.368 | 1.368 | 1.368 | 1.368
DE | HMI_Gas_CCS | 1 | 1.44 | 1.368 | 1.368 | 1.368 | 1.368 | 1.368 | 1.368 | 1.368
DE | HMI_HardCoal_CCS | 1 | 1.44 | 1.368 | 1.368 | 1.368 | 1.368 | 1.368 | 1.368 | 1.368
DE | P_Coal_Hardcoal_CCS | 1 | 1.44 | 1.368 | 1.368 | 1.368 | 1.368 | 1.368 | 1.368 | 1.368
DE | P_Coal_Lignite_CCS | 1 | 1.44 | 1.368 | 1.368 | 1.368 | 1.368 | 1.368 | 1.368 | 1.368
DE | P_Gas_CCS | 1 | 1.44 | 1.368 | 1.368 | 1.368 | 1.368 | 1.368 | 1.368 | 1.368
DE | X_DAC | 1 | 1.44 | 1.152 | 1.152 | 1.152 | 1.152 | 1.152 | 1.152 | 1.152
DE | X_SMR_CCS | 1 | 1.44 | 1.152 | 1.152 | 1.152 | 1.152 | 1.152 | 1.152 | 1.152
DE | RES_Biogas | 1 | 5.1769 | 4.6817 | 4.9631 | 5.2445 | 5.5258 | 5.8072 | 6.0885 | 6.3699
DE | RES_Grass | 1 | 3.3849 | 3.0611 | 3.2451 | 3.4291 | 3.613 | 3.797 | 3.981 | 4.1649
DE | RES_Paper_Cardboard | 1 | 9.2576 | 8.3721 | 8.8753 | 9.3784 | 9.8815 | 10.3847 | 10.8878 | 11.3909
DE | RES_Residues | 1 | 3.9823 | 3.6013 | 3.8178 | 4.0342 | 4.2506 | 4.467 | 4.6835 | 4.8999
DE | RES_Roundwood | 1 | 14.6814 | 13.2771 | 14.075 | 14.8729 | 15.6708 | 16.4687 | 17.2666 | 18.0645
DE | RES_Wood | 1 | 3.584 | 3.2412 | 3.436 | 3.6308 | 3.8256 | 4.0203 | 4.2151 | 4.4099
DE | Z_Import_LNG | 1 | 6.6347 | 3.9954 | 9.8068 | 7.6275 | 6.4834 | 5.0895 | 3.9443 | 2.9582
DE | R_Coal_Lignite | 1 | 2.3247 | 1.4134 | 1.3427 | 1.2756 | 1.2118 | 1.1512 | 1.0937 | 1.039
PL | R_Coal_Lignite | 1 | 2.3247 | 1.4134 | 1.3427 | 1.2756 | 1.2118 | 1.1512 | 1.0937 | 1.039
HU | R_Coal_Lignite | 1 | 2.3247 | 1.4134 | 1.3427 | 1.2756 | 1.2118 | 1.1512 | 1.0937 | 1.039
CZ | R_Coal_Lignite | 1 | 2.3247 | 1.4134 | 1.3427 | 1.2756 | 1.2118 | 1.1512 | 1.0937 | 1.039
ES | R_Coal_Lignite | 1 | 2.3247 | 1.4134 | 1.3427 | 1.2756 | 1.2118 | 1.1512 | 1.0937 | 1.039
DE | R_Coal_Hardcoal | 1 | 3.1105 | 1.8912 | 1.7966 | 1.7068 | 1.6214 | 1.5404 | 1.4633 | 1.3902
UK | R_Coal_Hardcoal | 1 | 3.1105 | 1.8912 | 1.7966 | 1.7068 | 1.6214 | 1.5404 | 1.4633 | 1.3902
SE | R_Coal_Hardcoal | 1 | 3.1105 | 1.8912 | 1.7966 | 1.7068 | 1.6214 | 1.5404 | 1.4633 | 1.3902
PL | R_Coal_Hardcoal | 1 | 3.1105 | 1.8912 | 1.7966 | 1.7068 | 1.6214 | 1.5404 | 1.4633 | 1.3902
CZ | R_Coal_Hardcoal | 1 | 3.1105 | 1.8912 | 1.7966 | 1.7068 | 1.6214 | 1.5404 | 1.4633 | 1.3902
DE | X_DAC_LT | 1 | 1.44 | 1.152 | 1.152 | 1.152 | 1.152 | 1.152 | 1.152 | 1.152
DE | X_DAC_HT | 1 | 1.44 | 1.152 | 1.152 | 1.152 | 1.152 | 1.152 | 1.152 | 1.152
DE | Z_Import_H2 | 1 | 99 | 50 | 35 | 29 | 23 | 17 | 13.334 | 10.4177
DE | HLI_Convert_DH | 1 | 0.001 | 0.001 | 0.001 | 0.001 | 0.001 | 0.001 | 0.001 | 0.001 | assumption | 1.4734
DE | HLR_Convert_DH | 1 | 0.001 | 0.001 | 0.001 | 0.001 | 0.001 | 0.001 | 0.001 | 0.001

## Par_FixedCost
FixedCost{r in REGION, t in TECHNOLOGY, y in YEAR}
The annual cost per unit of capacity of a technology.
Unit: M€/GW
Region | Technology | 2018 | 2020 | 2025 | 2030 | 2035 | 2040 | 2045 | 2050
World | CHP_Coal_Hardcoal | 50.75 | 50.75 | 50.75 | 50.75 | 50.75 | 50.75 | 50.75 | 50.75
World | CHP_Coal_Lignite | 50.75 | 50.75 | 50.75 | 50.75 | 50.75 | 50.75 | 50.75 | 50.75
World | CHP_Gas | 24.444 | 24.444 | 24.444 | 24.444 | 24.444 | 24.444 | 24.444 | 24.444
World | CHP_Nuclear | 119.07 | 115.101 | 106.47 | 98.154 | 89.586 | 81.396 | 80.8605 | 75.6
World | CHP_Biomass | 84.41 | 75.9 | 72.335 | 68.77 | 66.01 | 63.25 | 60.835 | 58.42
World | D_Battery_Li-Ion | 0.686 | 0.34 | 0.31 | 0.28 | 0.28 | 0.28 | 0.28 | 0.28
World | D_Battery_Redox | 24.8 | 16.2 | 15.4 | 14.6 | 10.4 | 6.2 | 6.2 | 6.2
World | D_Gas_H2 | 7.8 | 7.8 | 7.345 | 6.89 | 6.76 | 6.63 | 6.24 | 5.85
World | D_Gas_Methane | 7.8 | 7.8 | 7.345 | 6.89 | 6.76 | 6.63 | 6.24 | 5.85
World | D_Heat_HLI | 2.4 | 2.4 | 2.4 | 2.4 | 2.4 | 2.4 | 2.4 | 2.4
World | D_Heat_HLR | 2.4 | 2.4 | 2.4 | 2.4 | 2.4 | 2.4 | 2.4 | 2.4
World | D_PHS | 22.5 | 22.5 | 22.5 | 22.5 | 22.5 | 22.5 | 22.5 | 22.5
World | D_PHS_Residual | 22.5 | 22.5 | 22.5 | 22.5 | 22.5 | 22.5 | 22.5 | 22.5
World | D_CAES | 7.8 | 7.8 | 7.345 | 6.89 | 6.76 | 6.63 | 6.24 | 5.85
World | FRT_Rail_Conv | 3.6184 | 3.5667 | 3.515 | 3.4633 | 3.4117 | 3.36 | 3.3083 | 3.2566
World | FRT_Rail_Electric | 5.1692 | 4.763 | 4.3569 | 3.9507 | 3.5446 | 3.1384 | 2.7323 | 2.3261
World | FRT_Road_OH | 8.9952 | 8.8093 | 8.6234 | 8.4374 | 8.2515 | 8.0656 | 7.8796 | 7.6937
World | FRT_Road_BEV | 19.3664 | 18.9661 | 18.5658 | 18.1655 | 17.7652 | 17.3649 | 16.9646 | 16.5643
World | FRT_Road_H2 | 17.0799 | 15.7493 | 14.4187 | 13.088 | 11.7574 | 10.4267 | 9.0961 | 7.7655
World | FRT_Road_ICE | 6.1224 | 6.0641 | 6.0058 | 5.9475 | 5.8892 | 5.8309 | 5.7726 | 5.7143
World | FRT_Road_PHEV | 8.6179 | 8.4499 | 8.2819 | 8.114 | 7.946 | 7.778 | 7.61 | 7.442
World | FRT_Ship_Bio | 10.3036 | 10.036 | 9.7684 | 9.5007 | 9.2331 | 8.9655 | 8.6979 | 8.4302
World | FRT_Ship_Conv | 9.3669 | 9.2331 | 9.0993 | 8.9655 | 8.8317 | 8.6979 | 8.564 | 8.4302
World | HHT_Biomass | 63.58 | 57.64 | 54.89 | 52.14 | 49.72 | 47.3 | 45.1 | 42.9
World | HHT_Coal_Hardcoal | 40 | 40 | 40 | 40 | 40 | 40 | 40 | 40
World | HHT_Coal_Lignite | 50 | 50 | 50 | 50 | 50 | 50 | 50 | 50
World | HHT_Electric_Furnace | 7 | 7 | 7 | 7 | 7 | 7 | 7 | 7
World | HHT_Gas | 19.4 | 19.4 | 19.4 | 19.4 | 19.4 | 19.4 | 19.4 | 19.4
World | HHT_Geothermal | 3500 | 3400 | 3300 | 3200 | 3105 | 3010 | 2920 | 2830
World | HHT_Oil | 3.9 | 3.9 | 3.9 | 3.9 | 3.9 | 3.9 | 3.9 | 3.9
World | HHT_H2 | 0 | 0 | 0 | 0 | 0 | 0 | 0 | 0
World | HLT_Biomass | 63.58 | 57.64 | 54.89 | 52.14 | 49.72 | 47.3 | 45.1 | 42.9
World | HLT_Coal_Hardcoal | 40 | 40 | 40 | 40 | 40 | 40 | 40 | 40
World | HLT_Coal_Lignite | 50 | 50 | 50 | 50 | 50 | 50 | 50 | 50
World | HLT_Electric_Furnace | 24 | 24 | 24 | 24 | 24 | 24 | 24 | 24
World | HLT_Gas | 19.4 | 19.4 | 19.4 | 19.4 | 19.4 | 19.4 | 19.4 | 19.4
World | HLT_Geothermal | 34 | 33 | 24 | 15.5 | 15.05 | 14.6 | 14.15 | 13.7
World | HLT_Heatpump | 16 | 15.6 | 11.325 | 7.3 | 7.1 | 6.9 | 6.7 | 6.5
World | HLT_Rooftop_Commercial | 27.5 | 22.5 | 21.375 | 20.25 | 19.625 | 19 | 18.5 | 18
World | HLT_Rooftop_Residential | 26.2 | 22 | 20.9 | 19.8 | 19.2 | 18.6 | 18.1 | 17.6
World | HLT_Oil | 14.85 | 14.85 | 14.85 | 14.85 | 14.85 | 14.85 | 14.85 | 14.85
World | P_Coal_Hardcoal | 40 | 40 | 40 | 40 | 40 | 40 | 40 | 40
World | P_Coal_Lignite | 38 | 38 | 38 | 38 | 38 | 38 | 38 | 38
World | P_Gas | 16.25 | 15.8929 | 15.5357 | 15.1786 | 14.8214 | 14.4643 | 14.1071 | 13.75
World | P_Nuclear | 94.5 | 91.35 | 84.5 | 77.9 | 71.1 | 64.6 | 64.175 | 60
World | P_Oil | 6.96 | 6.81 | 6.66 | 6.51 | 6.36 | 6.21 | 6.06 | 5.91
World | P_Biomass | 63.58 | 57.64 | 54.89 | 52.14 | 49.72 | 47.3 | 45.1 | 42.9
World | PSNG_Air_Bio | 0.38915 | 0.37904 | 0.36893 | 0.35882 | 0.34872 | 0.33861 | 0.3285 | 0.31839
World | PSNG_Air_Conv | 0.35377 | 0.34872 | 0.34366 | 0.33861 | 0.33356 | 0.3285 | 0.32345 | 0.31839
World | PSNG_Air_H2 | 0.63679 | 0.59585 | 0.55492 | 0.51398 | 0.47304 | 0.43211 | 0.39117 | 0.35023
World | PSNG_Rail_Conv | 0.20924 | 0.20625 | 0.20326 | 0.20027 | 0.19728 | 0.19429 | 0.1913 | 0.18832
World | PSNG_Rail_Electric | 0.29891 | 0.29464 | 0.29037 | 0.2861 | 0.28183 | 0.27756 | 0.27329 | 0.26902
World | PSNG_Road_BEV | 3.8667 | 3.5674 | 3.2681 | 2.9688 | 2.6696 | 2.3703 | 2.071 | 1.7717
World | PSNG_Road_H2 | 7.3333 | 6.4898 | 5.6464 | 4.8029 | 3.9594 | 3.1159 | 2.2724 | 1.4289
World | PSNG_Road_ICE | 2.4 | 2.2001 | 2.0002 | 1.8004 | 1.6005 | 1.4006 | 1.2007 | 1.0009
World | PSNG_Road_PHEV | 3.6 | 3.276 | 2.9521 | 2.6281 | 2.3042 | 1.9802 | 1.6563 | 1.3323
World | RES_Biomass
World | RES_CSP | 193.496 | 188.404 | 183.312 | 178.22 | 170.582 | 162.944 | 156.579 | 152.76
World | RES_CSP_Storage | 217.496 | 200.404 | 191.312 | 184.22 | 175.382 | 166.944 | 159.979 | 155.76
World | RES_Geothermal | 80 | 80 | 80 | 80 | 80 | 80 | 80 | 80
World | RES_Hydro_Large | 22 | 22 | 22 | 22 | 22 | 22 | 22 | 22
World | RES_Hydro_Small | 66 | 66 | 66 | 66 | 66 | 66 | 66 | 66
World | RES_Ocean | 336.26 | 183.42 | 164.3725 | 144.02 | 127.9238 | 102.125 | 102.925 | 102.9
World | RES_PV_Rooftop_Commercial | 27.5 | 22.5 | 21.375 | 20.25 | 19.625 | 19 | 18.5 | 18
World | RES_PV_Rooftop_Residential | 26.2 | 22 | 20.9 | 19.8 | 19.2 | 18.6 | 18.1 | 17.6
World | RES_PV_Utility_Avg | 17.34 | 10.3785 | 8.738 | 7.65 | 6.46 | 5.559 | 5.0235 | 4.539
World | RES_PV_Utility_Inf | 17.34 | 10.3785 | 8.738 | 7.65 | 6.46 | 5.559 | 5.0235 | 4.539
World | RES_PV_Utility_Opt | 17.34 | 10.3785 | 8.738 | 7.65 | 6.46 | 5.559 | 5.0235 | 4.539
World | RES_Wind_Offshore_Transitional | 129.5 | 84.3733 | 68.2 | 58.08 | 52.2 | 47.88 | 41.8608 | 36.6241
World | RES_Wind_Offshore_Shallow | 110.075 | 71.7173 | 57.97 | 49.368 | 44.37 | 40.698 | 35.5817 | 31.1305
World | RES_Wind_Offshore_Deep | 148.925 | 97.0293 | 78.43 | 66.792 | 60.03 | 55.062 | 48.1399 | 42.1177
World | RES_Wind_Onshore_Avg | 25 | 23 | 21 | 20 | 19 | 19 | 18 | 18
World | RES_Wind_Onshore_Inf | 25 | 23 | 21 | 20 | 19 | 19 | 18 | 18
World | RES_Wind_Onshore_Opt | 25 | 23 | 21 | 20 | 19 | 19 | 18 | 18
World | X_Electrolysis | 24 | 20.55 | 15 | 10.89 | 9.75 | 8.88 | 8.01 | 7.44
World | X_Fuel_Cell | 0 | 0 | 0 | 0 | 0 | 0 | 0 | 0
World | X_Methanation | 10 | 8 | 6 | 5 | 4 | 4 | 3 | 3
World | CCS_Biomass | 120 | 120 | 120 | 120 | 120 | 120 | 120 | 120
World | CHP_Biomass_CCS | 126.615 | 113.85 | 108.5025 | 103.155 | 99.015 | 94.875 | 91.2525 | 87.63
World | P_Biomass_CCS | 95.37 | 86.46 | 82.335 | 78.21 | 74.58 | 70.95 | 67.65 | 64.35
World | HLR_Gas_Boiler | 6.825 | 6.825 | 6.825 | 6.825 | 6.825 | 6.825 | 6.825 | 6.825
World | HLR_Gas_CHP | 34.1775 | 34.1775 | 34.1775 | 34.1775 | 34.1775 | 34.1775 | 34.1775 | 34.1775
World | HLR_Biomass | 101.15 | 91.7 | 87.325 | 82.95 | 79.1 | 75.25 | 71.75 | 68.25
World | HLR_Biomass_CHP | 128.45 | 115.5 | 110.075 | 104.65 | 100.45 | 96.25 | 92.575 | 88.9
World | HLR_Hardcoal | 56 | 56 | 56 | 56 | 56 | 56 | 56 | 56
World | HLR_Lignite | 70 | 70 | 70 | 70 | 70 | 70 | 70 | 70
World | HLR_Hardcoal_CHP | 71.05 | 71.05 | 71.05 | 71.05 | 71.05 | 71.05 | 71.05 | 71.05
World | HLR_Lignite_CHP | 71.05 | 71.05 | 71.05 | 71.05 | 71.05 | 71.05 | 71.05 | 71.05
World | HLR_Direct_Electric | 28 | 28 | 28 | 28 | 28 | 28 | 28 | 28
World | HLR_Solar_Thermal | 27.055 | 27.055 | 27.055 | 27.055 | 27.055 | 27.055 | 27.055 | 27.055
World | HLR_Heatpump_Aerial | 28 | 27.3 | 26.425 | 25.55 | 24.85 | 24.15 | 23.45 | 22.75
World | HLR_Heatpump_Ground | 34 | 33 | 24 | 15.5 | 15.05 | 14.6 | 14.15 | 13.7
World | HLR_Geothermal | 183.75 | 173.95 | 165.2 | 156.45 | 148.575 | 140.7 | 133.525 | 126.35
World | HLR_Oil_Boiler | 17.325 | 17.325 | 17.325 | 17.325 | 17.325 | 17.325 | 17.325 | 17.325
World | HLI_Gas_Boiler | 6.825 | 6.825 | 6.825 | 6.825 | 6.825 | 6.825 | 6.825 | 6.825
World | HLI_Gas_CHP | 17.01 | 17.01 | 17.01 | 17.01 | 17.01 | 17.01 | 17.01 | 17.01
World | HLI_Biomass | 101.15 | 91.7 | 87.325 | 82.95 | 79.1 | 75.25 | 71.75 | 68.25
World | HLI_Biomass_CHP | 128.45 | 115.5 | 110.075 | 104.65 | 100.45 | 96.25 | 92.575 | 88.9
World | HLI_Hardcoal | 56 | 56 | 56 | 56 | 56 | 56 | 56 | 56
World | HLI_Lignite | 70 | 70 | 70 | 70 | 70 | 70 | 70 | 70
World | HLI_Hardcoal_CHP | 71.05 | 71.05 | 71.05 | 71.05 | 71.05 | 71.05 | 71.05 | 71.05
World | HLI_Lignite_CHP | 71.05 | 71.05 | 71.05 | 71.05 | 71.05 | 71.05 | 71.05 | 71.05
World | HLI_Solar_Thermal | 27.055 | 27.055 | 27.055 | 27.055 | 27.055 | 27.055 | 27.055 | 27.055
World | HLI_Fuelcell | 124.95 | 93.8 | 83.3 | 72.8 | 69.125 | 65.45 | 63.175 | 60.9
World | HLI_Geothermal | 183.75 | 173.95 | 165.2 | 156.45 | 148.575 | 140.7 | 133.525 | 126.35
World | HLI_Oil_Boiler | 17.325 | 17.325 | 17.325 | 17.325 | 17.325 | 17.325 | 17.325 | 17.325
World | HLI_Direct_Electric | 28 | 28 | 28 | 28 | 28 | 28 | 28 | 28
World | HLI_Oil_CHP | 32.55 | 32.55 | 32.55 | 32.55 | 32.55 | 32.55 | 32.55 | 32.55
World | HMI_Gas | 2.485 | 2.485 | 2.485 | 2.485 | 2.485 | 2.485 | 2.485 | 2.485
World | HMI_H2 | 4.795 | 4.795 | 4.795 | 4.795 | 4.795 | 4.795 | 4.795 | 4.795
World | HMI_Biomass | 4.48 | 4.48 | 4.48 | 4.48 | 4.48 | 4.48 | 4.48 | 4.48
World | HMI_HardCoal | 4.48 | 4.48 | 4.48 | 4.48 | 4.48 | 4.48 | 4.48 | 4.48
World | HMI_Steam_Electric | 3.605 | 3.605 | 3.605 | 3.605 | 3.605 | 3.605 | 3.605 | 3.605
World | HMI_Oil | 3.71 | 3.71 | 3.71 | 3.71 | 3.71 | 3.71 | 3.71 | 3.71
World | HHI_BF_BOF | 101.66 | 101.66 | 101.66 | 101.66 | 101.66 | 101.66 | 101.66 | 101.66
World | HHI_DRI_EAF | 165.6 | 155.5457 | 145.4914 | 135.4371 | 125.3829 | 115.3286 | 105.2743 | 95.22
World | HHI_Scrap_EAF | 73.6 | 70.9714 | 68.3429 | 65.7143 | 63.0857 | 60.4571 | 57.8286 | 55.2
World | HHI_H2DRI_EAF | 169.6 | 163.5429 | 157.4857 | 151.4286 | 145.3714 | 139.3143 | 133.2571 | 127.2
World | HHI_Molten_Electrolysis | 255.6 | 240.0814 | 224.5629 | 209.0443 | 193.5257 | 178.0071 | 162.4886 | 146.97
World | HHI_Bio_BF_BOF | 111.826 | 111.826 | 111.826 | 111.826 | 111.826 | 111.826 | 111.826 | 111.826
World | HHI_BF_BOF_CCS | 130.18 | 130.18 | 130.18 | 130.18 | 130.18 | 130.18 | 130.18 | 130.18
World | HHI_DRI_EAF_CCS | 215.2 | 202.1343 | 189.0686 | 176.0029 | 162.9371 | 149.8714 | 136.8057 | 123.74
World | HLI_Biomass_CHP_CCS | 248.283 | 245.196 | 242.109 | 239.022 | 235.935 | 232.848 | 229.761 | 226.674
World | HLI_Hardcoal_CHP_CCS | 147.735 | 142.695 | 137.655 | 132.615 | 127.575 | 122.535 | 117.495 | 112.455
World | HLI_Lignite_CHP_CCS | 154.35 | 154.35 | 154.35 | 154.35 | 154.35 | 154.35 | 154.35 | 154.35
World | HLR_Biomass_CHP_CCS | 248.283 | 245.196 | 242.109 | 239.022 | 235.935 | 232.848 | 229.761 | 226.674
World | HLR_Hardcoal_CHP_CCS | 147.735 | 142.695 | 137.655 | 132.615 | 127.575 | 122.535 | 117.495 | 112.455
World | HLR_Lignite_CHP_CCS | 154.35 | 154.35 | 154.35 | 154.35 | 154.35 | 154.35 | 154.35 | 154.35
World | HMI_Gas_CCS | 12.8073 | 12.6484 | 12.4821 | 12.3081 | 12.1256 | 11.9341 | 11.733 | 11.5214
World | HMI_HardCoal_CCS | 9.38 | 9.06 | 8.74 | 8.42 | 8.1 | 7.78 | 7.46 | 7.14
World | P_Coal_Hardcoal_CCS | 83.75 | 80.8929 | 78.0357 | 75.1786 | 72.3214 | 69.4643 | 66.6071 | 63.75
World | P_Coal_Lignite_CCS | 87.5 | 87.5 | 87.5 | 87.5 | 87.5 | 87.5 | 87.5 | 87.5
World | P_Gas_CCS | 37.5 | 37.5 | 37.5 | 37.5 | 37.5 | 37.5 | 37.5 | 37.5
World | X_SMR | 23.9244 | 22.867 | 21.8096 | 20.7522 | 19.6948 | 18.6374 | 17.58 | 16.5225
World | X_SMR_CCS | 123.3026 | 116.3903 | 109.5492 | 102.7842 | 96.1009 | 89.5053 | 83.0041 | 76.6045
World | A_Air
World | HLR_H2_Boiler | 22.75 | 21.95 | 21.15 | 20.35 | 19.55 | 18.75 | 17.95 | 17.15
World | HLI_H2_Boiler | 22.75 | 21.95 | 21.15 | 20.35 | 19.55 | 18.75 | 17.95 | 17.15
World | X_Biofuel | 36.5711 | 31.2936 | 23.0428 | 17.3936 | 15.461 | 14.123 | 12.785 | 11.8931
DE | X_Powerfuel | 947 | 892.8857 | 838.7714 | 784.6571 | 730.5429 | 608.7857 | 560.0829 | 511.38
DE | RES_Grass | 0.01 | 0.01 | 0.01 | 0.01 | 0.01 | 0.01 | 0.01 | 0.01
DE | RES_Wood | 0.01 | 0.01 | 0.01 | 0.01 | 0.01 | 0.01 | 0.01 | 0.01
DE | RES_Residues | 0.01 | 0.01 | 0.01 | 0.01 | 0.01 | 0.01 | 0.01 | 0.01
DE | RES_Paper_Cardboard | 0.01 | 0.01 | 0.01 | 0.01 | 0.01 | 0.01 | 0.01 | 0.01
DE | RES_Roundwood | 0.01 | 0.01 | 0.01 | 0.01 | 0.01 | 0.01 | 0.01 | 0.01
DE | RES_Biogas | 771 | 731 | 706 | 680 | 653 | 632 | 609 | 589
DE | X_Gasifier | 1 | 0.95714 | 0.91429 | 0.87143 | 0.82857 | 0.78571 | 0.74286 | 0.7
DE | X_Liquifier | 1 | 0.95714 | 0.91429 | 0.87143 | 0.82857 | 0.78571 | 0.74286 | 0.7
DE | FRT_Road_LNG | 6.1224 | 6.0641 | 6.0058 | 5.9475 | 5.8892 | 5.8309 | 5.7726 | 5.7143
DE | FRT_Ship_LNG | 10.3036 | 10.036 | 9.7684 | 9.5007 | 9.2331 | 8.9655 | 8.6979 | 8.4302
DE | PSNG_Road_LNG | 48 | 44.0024 | 40.0049 | 36.0073 | 32.0098 | 28.0122 | 24.0147 | 20.0171
DE | P_H2_OCGT | 516 | 512.3143 | 466.2429 | 462.8643 | 438.6 | 435.375 | 432.15 | 428.925
DE | X_DAC_LT | 730 | 698.7143 | 488.2286 | 294.5429 | 238.2143 | 186.2143 | 161.9429 | 139.3
DE | X_DAC_HT | 815 | 780.0714 | 545.3714 | 329.4 | 266.3857 | 208.2143 | 180.8857 | 155.4
DE | P_Gas_CCGT | 26 | 26 | 17 | 17 | 17 | 17 | 17 | 17
DE | P_Gas_OCGT | 12 | 12 | 8 | 8 | 8 | 8 | 8 | 8
DE | P_Gas_Engines | 13 | 13 | 9 | 9 | 9 | 9 | 9 | 9
DE | CHP_Biomass_Solid | 50.6 | 48.07 | 45.54 | 44.275 | 43.01 | 43.01 | 43.01 | 43.01
DE | CHP_Coal_Hardcoal | 44 | 44 | 44 | 44 | 44 | 44 | 44 | 44
DE | CHP_Coal_Lignite | 41.8 | 41.8 | 41.8 | 41.8 | 41.8 | 41.8 | 41.8 | 41.8
DE | CHP_Gas_CCGT_Natural | 28.6 | 28.6 | 18.7 | 18.7 | 18.7 | 18.7 | 18.7 | 18.7
DE | CHP_Gas_CCGT_Biogas | 28.6 | 28.6 | 18.7 | 18.7 | 18.7 | 18.7 | 18.7 | 18.7
DE | CHP_Gas_CCGT_SynGas | 28.6 | 28.6 | 18.7 | 18.7 | 18.7 | 18.7 | 18.7 | 18.7
DE | CHP_Biomass_Solid_CCS | 55 | 45.1 | 42.9 | 41.8 | 40.7 | 40.7 | 40.7 | 40.7 | JRC-TIMES+DEA
DE | CHP_Coal_Hardcoal_CCS | 66 | 66 | 66 | 66 | 66 | 66 | 66 | 66 | JRC-TIMES+DEA
DE | CHP_Coal_Lignite_CCS | 62.7 | 62.7 | 62.7 | 62.7 | 62.7 | 62.7 | 62.7 | 62.7 | JRC-TIMES+DEA
DE | CHP_Gas_CCGT_Natural_CCS | 42.9 | 42.9 | 28.05 | 28.05 | 28.05 | 28.05 | 28.05 | 28.05 | JRC-TIMES+DEA
DE | CHP_Gas_CCGT_Biogas_CCS | 42.9 | 42.9 | 28.05 | 28.05 | 28.05 | 28.05 | 28.05 | 28.05 | JRC-TIMES+DEA
DE | CHP_Hydrogen_FuelCell | 22 | 21.1429 | 20.2857 | 19.4286 | 18.5714 | 17.7143 | 16.8571 | 16 | JRC-TIMES+DEA
DE | HLI_Convert_DH | [8 empty] | own assumption | bar: 2018 to 2050
DE | HLR_Convert_DH | [8 empty] | own assumption | bar: 2018 to 2050
DE | CHP_Oil | 32.55 | 32.55 | 32.55 | 32.55 | 32.55 | 32.55 | 32.55 | 32.55 | annahme 3,5% capex nach
DE | Res_PV_Utility_Tracking | 18 | 16.8 | 13.2 | 12 | 10.8 | 10.8 | 9.6 | 8.88

## Par_ResidualCapacity
ResidualCapacity{r in REGION, t in TECHNOLOGY, y in YEAR}
The capacity left over from periods prior to the modeling period.
Unit: GW
|  | 2018 | 2020 | 2025 | 2030 | 2035 | 2040 | 2045 | 2050
AL | D_PHS | 1.66 | 1.66 | 1.66 | 1.66 | 1.66 | 1.66 | 1.66 | 1.66
AL | P_Biomass | 0 | 0 | 0 | 0 | 0 | 0 | 0 | 0
AL | P_Coal_Hardcoal | 0 | 0 | 0 | 0 | 0 | 0 | 0 | 0
AL | P_Coal_Lignite | 0 | 0 | 0 | 0 | 0 | 0 | 0 | 0
AL | P_Nuclear | 0 | 0 | 0 | 0 | 0 | 0 | 0 | 0
AL | P_Oil | 0 | 0 | 0 | 0 | 0 | 0 | 0 | 0
AL | RES_PV_Utility_Avg | 0 | 0 | 0 | 0 | 0 | 0 | 0 | 0
AL | RES_Wind_Offshore_Transitional | 0 | 0 | 0 | 0 | 0 | 0 | 0 | 0
AL | RES_Wind_Onshore_Avg | 0 | 0 | 0 | 0 | 0 | 0 | 0 | 0
AT | CHP_Biomass_Solid | 1.1694 | 1.1694 | 0.58471 | 0 | 0 | 0 | 0 | 0
AT | CHP_Coal_Hardcoal | 0.21785 | 0.21785 | 0.10892 | 0 | 0 | 0 | 0 | 0
AT | CHP_Gas_CCGT_Natural | 2.1008 | 1.1008 | 0.9931 | 0.88542 | 0.74885 | 0.61227 | 0.30614 | 0
AT | CHP_Oil | 0.21135 | 0.21135 | 0.10568 | 0 | 0 | 0 | 0 | 0
AT | D_PHS | 3.175 | 3.175 | 3.175 | 3.175 | 3.175 | 3.175 | 3.175 | 3.175
AT | HHI_BF_BOF | 7.6782 | 6.9104 | 5.3556 | 3.2134 | 1.6067 | 0.6427 | 0.1286 | 0
AT | HHI_DRI_EAF | 0.8143 | 0.7329 | 0.568 | 0.3408 | 0.1704 | 0.0682 | 0.0137 | 0
AT | HHI_Scrap_EAF | 0.1832 | 0.1649 | 0.1278 | 0.0767 | 0.0384 | 0.0154 | 0.0031 | 0
AT | HLI_Biomass | 0.9035 | 0.8132 | 0.6303 | 0.3782 | 0.1891 | 0.0757 | 0.0152 | 0
AT | HLI_Direct_Electric | 0.0439 | 0.0396 | 0.0307 | 0.0185 | 0.0093 | 0.0038 | 0.0008 | 0
AT | HLI_Gas_Boiler | 6.0147 | 5.4133 | 4.1954 | 2.5173 | 1.2587 | 0.5035 | 0.1007 | 0
AT | HLI_Hardcoal | 0.0553 | 0.0498 | 0.0386 | 0.0232 | 0.0116 | 0.0047 | 0.001 | 0
AT | HLI_Oil_Boiler | 0.2818 | 0.2537 | 0.1967 | 0.1181 | 0.0591 | 0.0237 | 0.0048 | 0
AT | HLR_Biomass | 2.0737 | 1.8664 | 1.4465 | 0.8679 | 0.434 | 0.1736 | 0.0348
AT | HLR_Direct_Electric | 0.5925 | 0.5333 | 0.4134 | 0.2481 | 0.1241 | 0.0497 | 0.01
AT | HLR_Gas_Boiler | 21.8238 | 19.6415 | 15.2222 | 9.1334 | 4.5667 | 1.8267 | 0.3654
AT | HLR_Gas_CHP | 2 | 2 | 2 | 1 | 1 | 1 | 1 | 0.014919
AT | HLR_Hardcoal | 0.0194 | 0.0175 | 0.0136 | 0.0082 | 0.0041 | 0.0017 | 0.0004
AT | HLR_Oil_Boiler | 1.4987 | 1.3489 | 1.0454 | 0.6273 | 0.3137 | 0.1255 | 0.0251
AT | HMI_Biomass | 0.9128 | 0.8216 | 0.6368 | 0.3821 | 0.1911 | 0.0765 | 0.0153 | 0
AT | HMI_Gas | 17.0363 | 15.3327 | 11.8829 | 7.1298 | 3.5649 | 1.426 | 0.2852 | 0
AT | HMI_HardCoal | 0.1309 | 0.1179 | 0.0914 | 0.0549 | 0.0275 | 0.011 | 0.0022 | 0
AT | HMI_Oil | 0.1732 | 0.1559 | 0.1209 | 0.0726 | 0.0363 | 0.0146 | 0.003 | 0
AT | HMI_Steam_Electric | 0.0111 | 0.01 | 0.0078 | 0.0047 | 0.0024 | 0.001 | 0 | 0
AT | P_Biomass | 1.758 | 1.654 | 0.69 | 0.536 | 0.389 | 0.373 | 0.353 | 0.333
AT | P_Coal_Hardcoal | 0.81446 | 0.066465 | 0.011465 | 0.011465 | 0.011465 | 0.011465 | 0.011465 | 0.011465
AT | P_Coal_Lignite | 0 | 0 | 0 | 0 | 0 | 0 | 0 | 0
AT | P_Gas | 5.1191 | 4.2213 | 4.1473 | 4.0314 | 3.5301 | 3.033 | 1.8677 | 0.014919
AT | P_Gas_CCGT | 3.2899 | 3.2899 | 1.958 | 0.62613 | 0.62613 | 0.62613 | 0.31306 | 0
AT | P_Gas_Engines | 0.256 | 0.256 | 0.244 | 0.232 | 0.189 | 0.146 | 0.073 | 0
AT | P_Gas_OCGT | 0.49153 | 0.49153 | 0.43603 | 0.38053 | 0.36382 | 0.3471 | 0.17355 | 0
AT | P_Nuclear | 0 | 0 | 0 | 0 | 0 | 0 | 0 | 0
AT | P_Oil | 1.1876 | 0.7102 | 0.21355 | 0.10547 | 0.0019895 | 0.0011456 | 0 | 0
AT | RES_Hydro_Large | 7.846 | 7.846 | 7.846 | 7.846 | 7.846 | 7.846 | 7.846 | 7.846
AT | RES_Hydro_Large_Base | 4.671 | 4.671 | 4.671 | 4.671 | 4.671 | 4.671 | 4.671 | 4.671
AT | RES_Hydro_Small | 6.014 | 6.014 | 6.014 | 6.014 | 6.014 | 6.014 | 6.014 | 6.014
AT | RES_PV_Utility_Avg | 1.438 | 1.438 | 1.438 | 1.438 | 0.70319 | 0 | 0 | 0
AT | RES_Wind_Offshore_Transitional | 0 | 0 | 0 | 0 | 0 | 0 | 0 | 0
AT | RES_Wind_Onshore_Avg | 3.045 | 3.045 | 3.045 | 3.045 | 2.5374 | 0 | 0 | 0
BA | D_PHS | 0.933 | 0.933 | 0.933 | 0.933 | 0.933 | 0.933 | 0.933 | 0.933
BA | P_Biomass | 0 | 0 | 0 | 0 | 0 | 0 | 0 | 0
BA | P_Coal_Hardcoal | 0 | 0 | 0 | 0 | 0 | 0 | 0 | 0
BA | P_Coal_Lignite | 1.83 | 0.71531 | 0 | 0 | 0 | 0 | 0 | 0
BA | P_Nuclear | 0 | 0 | 0 | 0 | 0 | 0 | 0 | 0
BA | P_Oil | 0 | 0 | 0 | 0 | 0 | 0 | 0 | 0
BA | RES_PV_Utility_Avg | 0 | 0 | 0 | 0 | 0 | 0 | 0 | 0
BA | RES_Wind_Offshore_Transitional | 0 | 0 | 0 | 0 | 0 | 0 | 0 | 0
BA | RES_Wind_Onshore_Avg | 0.19 | 0.19 | 0.19 | 0.057 | 0.0095 | 0 | 0 | 0
BE | CHP_Biomass_Solid | 0.43119 | 0.43119 | 0.41003 | 0.38887 | 0.35178 | 0.31468 | 0.29501 | 0.27534
BE | CHP_Coal_Hardcoal | 0.03228 | 0.03228 | 0.019094 | 0.005908 | 0.002954 | 0 | 0 | 0
BE | CHP_Gas_CCGT_Natural | 2.535 | 1.535 | 1.4877 | 1.4404 | 1.2875 | 1.1347 | 0.56733 | 0
BE | CHP_Oil | 0.022381 | 0.022381 | 0.01119 | 0 | 0 | 0 | 0 | 0
BE | D_PHS | 1.308 | 1.308 | 1.308 | 1.308 | 1.308 | 1.308 | 1.308 | 1.308
BE | HHI_BF_BOF | 6.5448 | 5.8904 | 4.5651 | 2.7391 | 1.3696 | 0.5479 | 0.1096 | 0
BE | HHI_DRI_EAF | 1.3725 | 1.2353 | 0.9574 | 0.5745 | 0.2873 | 0.115 | 0.023 | 0
BE | HHI_Scrap_EAF | 0.5565 | 0.5009 | 0.3882 | 0.233 | 0.1165 | 0.0466 | 0.0094 | 0
BE | HLI_Biomass | 0.525 | 0.4725 | 0.3662 | 0.2198 | 0.1099 | 0.044 | 0.0088 | 0
BE | HLI_Direct_Electric | 0.0331 | 0.0298 | 0.0231 | 0.0139 | 0.007 | 0.0028 | 0.0006 | 0
BE | HLI_Gas_Boiler | 6.3286 | 5.6958 | 4.4143 | 2.6486 | 1.3243 | 0.5298 | 0.106 | 0
BE | HLI_Hardcoal | 0.0523 | 0.0471 | 0.0366 | 0.022 | 0.011 | 0.0044 | 0.0009 | 0
BE | HLI_Oil_Boiler | 0.1387 | 0.1249 | 0.0968 | 0.0581 | 0.0291 | 0.0117 | 0.0024 | 0
BE | HLR_Biomass | 0.7245 | 0.6521 | 0.5054 | 0.3033 | 0.1517 | 0.0607 | 0.0122
BE | HLR_Direct_Electric | 0.793 | 0.7137 | 0.5532 | 0.332 | 0.166 | 0.0664 | 0.0133
BE | HLR_Gas_Boiler | 31.2782 | 28.1504 | 21.8166 | 13.09 | 6.545 | 2.618 | 0.5236
BE | HLR_Hardcoal | 0.128 | 0.1152 | 0.0893 | 0.0536 | 0.0268 | 0.0108 | 0.0022
BE | HLR_Oil_Boiler | 4.8631 | 4.3768 | 3.3921 | 2.0353 | 1.0177 | 0.4071 | 0.0815
BE | HMI_Biomass | 0.1314 | 0.1183 | 0.0917 | 0.0551 | 0.0276 | 0.0111 | 0.0023 | 0
BE | HMI_Gas | 37.6829 | 33.9147 | 26.2839 | 15.7704 | 7.8852 | 3.1541 | 0.6309 | 0
BE | HMI_HardCoal | 0.0752 | 0.0677 | 0.0525 | 0.0315 | 0.0158 | 0.0064 | 0.0013 | 0
BE | HMI_Oil | 6.263 | 5.6367 | 4.3685 | 2.6211 | 1.3106 | 0.5243 | 0.1049 | 0
BE | HMI_Steam_Electric | 0.0676 | 0.0609 | 0.0472 | 0.0284 | 0.0142 | 0.0057 | 0.0012 | 0
BE | P_Biomass | 1.178 | 0.24744 | 0.24744 | 0.22671 | 0.22646 | 0.21822 | 0.1802 | 0.063755
BE | P_Coal_Hardcoal | 2.09 | 1.5675 | 1.1756 | 0.88172 | 0.66129 | 0.49597 | 0 | 0
BE | P_Coal_Lignite | 0 | 0 | 0 | 0 | 0 | 0 | 0 | 0
BE | P_Gas | 5.439 | 5.0497 | 4.9817 | 4.8547 | 4.0228 | 2.4463 | 1.7406 | 0.82546
BE | P_Gas_CCGT | 2.4423 | 2.4423 | 2.2603 | 2.0784 | 1.6175 | 1.1567 | 0.57834 | 0
BE | P_Gas_OCGT | 2.1403 | 2.1403 | 1.5665 | 0.9926 | 0.4963 | 0 | 0 | 0
BE | P_Nuclear | 5.06 | 5.06 | 3.5001 | 3.5001 | 0 | 0 | 0 | 0
BE | P_Oil | 1.82 | 1.71 | 1.71 | 1.7061 | 0.00527 | 0.00022454 | 0 | 0
BE | RES_Hydro_Large | 1.308 | 1.308 | 1.308 | 1.308 | 1.308 | 1.308 | 1.308 | 1.308
BE | RES_Hydro_Small | 0.11917 | 0.11917 | 0.11917 | 0.11917 | 0.11917 | 0.11917 | 0.11917 | 0.11917
BE | RES_PV_Utility_Avg | 4.075 | 4.075 | 4.075 | 2.86 | 2.86 | 0 | 0 | 0
BE | RES_Wind_Offshore_Transitional | 3.4 | 3.4 | 3.4 | 3.4 | 3.4 | 0 | 0 | 0
BE | RES_Wind_Onshore_Avg | 2.2 | 2.2 | 2.2 | 2.2 | 2.2 | 0 | 0 | 0
BE | X_Gasifier | 9 | 9 | 9 | 9 | 9 | 9 | 9 | 9
BG | CHP_Biomass_Solid | 0.21217 | 0.21217 | 0.18606 | 0.15994 | 0.079972 | 0 | 0 | 0
BG | CHP_Coal_Hardcoal | 0.3182 | 0.3182 | 0.21884 | 0.11948 | 0.059742 | 0 | 0 | 0
BG | CHP_Gas_CCGT_Natural | 0.83905 | 0.43905 | 0.43685 | 0.43465 | 0.32141 | 0.20816 | 0.10408 | 0
BG | CHP_Oil | 0.012051 | 0.012051 | 0.0060254 | 0 | 0 | 0 | 0 | 0
BG | D_PHS | 0.864 | 0.82729 | 0.82729 | 0.82729 | 0.82729 | 0.82729 | 0.82729 | 0.82729
BG | HHI_BF_BOF | 0.5096 | 0.4587 | 0.3555 | 0.2133 | 0.1067 | 0.0427 | 0.0086 | 0
BG | HHI_DRI_EAF | 0.1625 | 0.1463 | 0.1134 | 0.0681 | 0.0341 | 0.0137 | 0.0028 | 0
BG | HHI_Scrap_EAF | 0.1228 | 0.1106 | 0.0858 | 0.0515 | 0.0258 | 0.0104 | 0.0021 | 0
BG | HLI_Biomass | 0.191 | 0.1719 | 0.1333 | 0.08 | 0.04 | 0.016 | 0.0032 | 0
BG | HLI_Direct_Electric | 0.0141 | 0.0127 | 0.0099 | 0.006 | 0.003 | 0.0012 | 0.0003 | 0
BG | HLI_Gas_Boiler | 1.3523 | 1.2171 | 0.9433 | 0.566 | 0.283 | 0.1132 | 0.0227 | 0
BG | HLI_Hardcoal | 0.0043 | 0.0039 | 0.0031 | 0.0019 | 0.001 | 0 | 0 | 0
BG | HLI_Lignite | 0.001 | 0 | 0 | 0 | 0 | 0 | 0 | 0
BG | HLI_Oil_Boiler | 0.043 | 0.0387 | 0.03 | 0.018 | 0.009 | 0.0036 | 0.0008 | 0
BG | HLR_Biomass | 0.9866 | 0.888 | 0.6882 | 0.413 | 0.2065 | 0.0826 | 0.0166
BG | HLR_Direct_Electric | 0.4434 | 0.3991 | 0.3094 | 0.1857 | 0.0929 | 0.0372 | 0.0075
BG | HLR_Gas_Boiler | 7.1873 | 6.4686 | 5.0132 | 3.008 | 1.504 | 0.6016 | 0.1204
BG | HLR_Hardcoal | 0.1589 | 0.1431 | 0.111 | 0.0666 | 0.0333 | 0.0134 | 0.0027
BG | HLR_Oil_Boiler | 0.0452 | 0.0407 | 0.0316 | 0.019 | 0.0095 | 0.0038 | 0.0008
BG | HMI_Biomass | 0.1205 | 0.1085 | 0.0841 | 0.0505 | 0.0253 | 0.0102 | 0.0021 | 0
BG | HMI_Gas | 9.4671 | 8.5204 | 6.6034 | 3.9621 | 1.9811 | 0.7925 | 0.1585 | 0
BG | HMI_HardCoal | 0.7286 | 0.6558 | 0.5083 | 0.305 | 0.1525 | 0.061 | 0.0122 | 0
BG | HMI_Oil | 0.0389 | 0.0351 | 0.0273 | 0.0164 | 0.0082 | 0.0033 | 0.0007 | 0
BG | HMI_Steam_Electric | 0.0109 | 0.0099 | 0.0077 | 0.0047 | 0.0024 | 0.001 | 0 | 0
BG | P_Biomass | 0.28165 | 0.051171 | 0.051171 | 0.051171 | 0.051171 | 0.051171 | 0.051171 | 0.045097
BG | P_Coal_Hardcoal | 0.71 | 0.35334 | 0.22256 | 0.22256 | 0.079893 | 0.079893 | 0.079893 | 0.079893
BG | P_Coal_Lignite | 4.2 | 1.6467 | 1.6467 | 1.1808 | 0.9531 | 0.70953 | 0.70953 | 0.70953
BG | P_Gas | 0.99 | 0.51257 | 0.41758 | 0.40413 | 0.37803 | 0.37803 | 0.3101 | 0.11931
BG | P_Gas_CCGT | 0.102 | 0.102 | 0.090483 | 0.078965 | 0.075497 | 0.072029 | 0.036014 | 0
BG | P_Gas_OCGT | 0 | 0 | 0 | 0 | 0 | 0 | 0 | 0
BG | P_Nuclear | 2.2 | 2.2 | 2.2 | 2.2 | 2.2 | 1.1 | 0 | 0
BG | P_Oil | 0.6 | 0.6 | 0.6 | 0 | 0 | 0 | 0 | 0
BG | RES_Hydro_Large | 0.864 | 0.864 | 0.864 | 0.864 | 0.864 | 0.864 | 0.864 | 0.864
BG | RES_Hydro_Small | 2.333 | 2.333 | 2.333 | 2.333 | 2.333 | 2.333 | 2.333 | 2.333
BG | RES_PV_Utility_Avg | 1.188 | 1.1817 | 1.1817 | 1.1817 | 1.1258 | 0 | 0 | 0
BG | RES_Wind_Offshore_Transitional | 0 | 0 | 0 | 0 | 0 | 0 | 0 | 0
BG | RES_Wind_Onshore_Avg | 0.8184 | 0.8184 | 0.8184 | 0.80178 | 0.12521 | 0 | 0 | 0
CH | CHP_Gas_CCGT_Natural | 0.506 | 0.506 | 0.524 | 0.542 | 0.5149 | 0.4878 | 0.2439 | 0
CH | D_PHS | 0 | 0 | 0 | 0 | 0 | 0 | 0 | 0
CH | HHI_BF_BOF | 0.9664 | 0.8698 | 0.6741 | 0.4045 | 0.2023 | 0.081 | 0.0162 | 0
CH | HHI_DRI_EAF | 0.2017 | 0.1816 | 0.1408 | 0.0845 | 0.0423 | 0.017 | 0.0034 | 0
CH | HHI_Scrap_EAF | 0.2598 | 0.2339 | 0.1813 | 0.1088 | 0.0544 | 0.0218 | 0.0044 | 0
CH | HLI_Biomass | 0.0714 | 0.0643 | 0.0499 | 0.03 | 0.015 | 0.006 | 0.0012 | 0
CH | HLI_Direct_Electric | 0.0081 | 0.0073 | 0.0057 | 0.0035 | 0.0018 | 0.0008 | 0 | 0
CH | HLI_Gas_Boiler | 1.5198 | 1.3679 | 1.0602 | 0.6362 | 0.3181 | 0.1273 | 0.0255 | 0
CH | HLI_Hardcoal | 0.0007 | 0 | 0 | 0 | 0 | 0 | 0 | 0
CH | HLI_Oil_Boiler | 0.0972 | 0.0875 | 0.0679 | 0.0408 | 0.0204 | 0.0082 | 0.0017 | 0
CH | HLR_Biomass | 0.9688 | 0.872 | 0.6758 | 0.4055 | 0.2028 | 0.0812 | 0.0163
CH | HLR_Gas_Boiler | 23.4589 | 21.1131 | 16.3627 | 9.8177 | 4.9089 | 1.9636 | 0.3928
CH | HLR_Oil_Boiler | 3.6431 | 3.2788 | 2.5411 | 1.5247 | 0.7624 | 0.305 | 0.061
CH | HMI_Biomass | 0.2211 | 0.199 | 0.1543 | 0.0926 | 0.0463 | 0.0186 | 0.0038 | 0
CH | HMI_Gas | 3.2398 | 2.9159 | 2.2599 | 1.356 | 0.678 | 0.2712 | 0.0543 | 0
CH | HMI_HardCoal | 0.0006 | 0 | 0 | 0 | 0 | 0 | 0 | 0
CH | HMI_Oil | 0.0845 | 0.0761 | 0.059 | 0.0354 | 0.0177 | 0.0071 | 0.0015 | 0
CH | HMI_Steam_Electric | 0.0268 | 0.0242 | 0.0188 | 0.0113 | 0.0057 | 0.0023 | 0.0005 | 0
CH | P_Biomass | 0.39 | 0.26646 | 0.26593 | 0.2579 | 0.24634 | 0.24305 | 0.21365 | 0.08374
CH | P_Coal_Hardcoal | 0 | 0 | 0 | 0 | 0 | 0 | 0 | 0
CH | P_Coal_Lignite | 0 | 0 | 0 | 0 | 0 | 0 | 0 | 0
CH | P_Gas | 0.35 | 0.2625 | 0.19687 | 0.14766 | 0.11074 | 0 | 0 | 0
CH | P_Gas_CCGT | 0.132 | 0.132 | 0.0875 | 0.043 | 0.043 | 0.043 | 0.0215 | 0
CH | P_Nuclear | 3.278 | 2.9258 | 2.2146 | 1.2303 | 0 | 0 | 0 | 0
CH | P_Oil | 0.66 | 0.64889 | 0.64889 | 0.0099685 | 0.0076917 | 0 | 0 | 0
CH | RES_Hydro_Large | 10.39 | 10.39 | 10.39 | 10.39 | 10.39 | 10.39 | 10.39 | 10.39
CH | RES_Hydro_Large_Base | 10.39 | 10.39 | 10.39 | 10.39 | 10.39 | 10.39 | 10.39 | 10.39
CH | RES_Hydro_Small | 3.854 | 3.854 | 3.854 | 3.854 | 3.854 | 3.854 | 3.854 | 3.854
CH | RES_PV_Utility_Avg | 1.086 | 1.0327 | 0.99427 | 0.86929 | 0.62802 | 0 | 0 | 0
CH | RES_Wind_Offshore_Transitional | 0 | 0 | 0 | 0 | 0 | 0 | 0 | 0
CH | RES_Wind_Onshore_Avg | 0.08 | 0.08 | 0.08 | 0.072802 | 0.020042 | 0 | 0 | 0
CZ | CHP_Biomass_Solid | 2.0142 | 2.0142 | 1.7663 | 1.5184 | 0.75921 | 0 | 0 | 0
CZ | CHP_Coal_Hardcoal | 1.6106 | 1.6106 | 1.4536 | 1.2966 | 0.76843 | 0.24028 | 0.12014 | 0
CZ | CHP_Coal_Lignite | 3.5464 | 3.5464 | 2.2748 | 1.0032 | 0.92449 | 0.84575 | 0.42287 | 0
CZ | CHP_Gas_CCGT_Natural | 1.0658 | 1.0658 | 1.0582 | 1.0506 | 0.59572 | 0.14085 | 0.070425 | 0
CZ | CHP_Oil | 0.072522 | 0.072522 | 0.036261 | 0 | 0 | 0 | 0 | 0
CZ | D_PHS | 1.88 | 1.88 | 1.88 | 1.88 | 1.8752 | 1.8752 | 1.8752 | 1.8752
CZ | HHI_BF_BOF | 5.6663 | 5.0997 | 3.9523 | 2.3714 | 1.1857 | 0.4743 | 0.0949 | 0
CZ | HHI_DRI_EAF | 0.5289 | 0.4761 | 0.369 | 0.2214 | 0.1107 | 0.0443 | 0.0089 | 0
CZ | HHI_Scrap_EAF | 0.0832 | 0.0749 | 0.0581 | 0.0349 | 0.0175 | 0.007 | 0.0014 | 0
CZ | HLI_Biomass | 0.292 | 0.2628 | 0.2037 | 0.1223 | 0.0612 | 0.0245 | 0.0049 | 0
CZ | HLI_Direct_Electric | 0.0364 | 0.0328 | 0.0255 | 0.0153 | 0.0077 | 0.0031 | 0.0007 | 0
CZ | HLI_Gas_Boiler | 3.4186 | 3.0768 | 2.3846 | 1.4308 | 0.7154 | 0.2862 | 0.0573 | 0
CZ | HLI_Hardcoal | 0.015 | 0.0135 | 0.0105 | 0.0063 | 0.0032 | 0.0013 | 0.0003 | 0
CZ | HLI_Lignite | 0.0452 | 0.0407 | 0.0316 | 0.019 | 0.0095 | 0.0038 | 0.0008 | 0
CZ | HLI_Oil_Boiler | 0.0465 | 0.0419 | 0.0325 | 0.0195 | 0.0098 | 0.004 | 0.0008 | 0
CZ | HLR_Biomass | 2.4485 | 2.2037 | 1.7079 | 1.0248 | 0.5124 | 0.205 | 0.041
CZ | HLR_Direct_Electric | 0.6378 | 0.5741 | 0.445 | 0.267 | 0.1335 | 0.0534 | 0.0107
CZ | HLR_Gas_Boiler | 23.6952 | 21.3257 | 16.5275 | 9.9165 | 4.9583 | 1.9834 | 0.3967
CZ | HLR_Hardcoal | 1.0371 | 0.9334 | 0.7234 | 0.4341 | 0.2171 | 0.0869 | 0.0174
CZ | HLR_Oil_Boiler | 0.0729 | 0.0657 | 0.051 | 0.0306 | 0.0153 | 0.0062 | 0.0013
CZ | HMI_Biomass | 0.0701 | 0.0631 | 0.049 | 0.0294 | 0.0147 | 0.0059 | 0.0012 | 0
CZ | HMI_Gas | 16.462 | 14.8158 | 11.4823 | 6.8894 | 3.4447 | 1.3779 | 0.2756 | 0
CZ | HMI_HardCoal | 1.7621 | 1.5859 | 1.2291 | 0.7375 | 0.3688 | 0.1476 | 0.0296 | 0
CZ | HMI_Oil | 0.0929 | 0.0837 | 0.0649 | 0.039 | 0.0195 | 0.0078 | 0.0016 | 0
CZ | HMI_Steam_Electric | 0.0156 | 0.0141 | 0.011 | 0.0066 | 0.0033 | 0.0014 | 0.0003 | 0
CZ | P_Biomass | 0.83 | 0.46482 | 0.46482 | 0.46224 | 0.43961 | 0.43741 | 0.37665 | 0.24537
CZ | P_Coal_Hardcoal | 1.27 | 0.93603 | 0.71079 | 0.48555 | 0.44712 | 0.44712 | 0.44465 | 0.018019
CZ | P_Coal_Lignite | 8.85 | 1.0693 | 0.93875 | 0.93875 | 0.86329 | 0.34047 | 0.21763 | 0.1617
CZ | P_Gas | 1.57 | 1.0703 | 1.0692 | 1.0692 | 1.0612 | 0.23001 | 0.20308 | 0.11926
CZ | P_Gas_CCGT | 0.964 | 0.964 | 0.78058 | 0.59717 | 0.29858 | 0 | 0 | 0
CZ | P_Gas_Engines | 0.06 | 0.06 | 0.03 | 0 | 0 | 0 | 0 | 0
CZ | P_Gas_OCGT | 0 | 0 | 0 | 0 | 0 | 0 | 0 | 0
CZ | P_Gas_OCGT | 0.04 | 0.04 | 0.04 | 0.04 | 0 | 0 | 0 | 0
CZ | P_Nuclear | 3.92 | 3.92 | 3.92 | 3.92 | 3.4281 | 1.9523 | 1.9523 | 1.9523
CZ | P_Oil | 0.113 | 0.014219 | 0.010289 | 0.010289 | 0.010289 | 0.010289 | 0.010289 | 0.010289
CZ | RES_Hydro_Large | 1.88 | 1.88 | 1.88 | 1.88 | 1.88 | 1.88 | 1.88 | 1.88
CZ | RES_Hydro_Small | 0.25 | 0.25 | 0.25 | 0.25 | 0.25 | 0.25 | 0.25 | 0.25
CZ | RES_PV_Utility_Avg | 2.33 | 2.2829 | 2.2829 | 2.2827 | 0.21579 | 0 | 0 | 0
CZ | RES_Wind_Offshore_Transitional | 0 | 0 | 0 | 0 | 0 | 0 | 0 | 0
CZ | RES_Wind_Onshore_Avg | 0.48 | 0.48 | 0.48 | 0.43398 | 0.081153 | 0 | 0 | 0
DE | CHP_Biomass_Solid | 7.7174 | 7.7174 | 7.7174 | 7.7174 | 7.3315 | 6.9456 | 6.3668 | 5.788
DE | CHP_Coal_Hardcoal | 12.0531 | 12.0531 | 7.7229 | 3.3927 | 1.6963 | 0 | 0 | 0
DE | CHP_Coal_Lignite | 0.98488 | 0.98488 | 0.84706 | 0.70924 | 0.35462 | 0 | 0 | 0
DE | CHP_Gas_CCGT_Natural | 25.8627 | 25.8627 | 23.7673 | 21.6718 | 17.6409 | 13.6099 | 7.546 | 1.482
DE | CHP_Oil | 1.1023 | 1.1023 | 0.55116 | 0 | 0 | 0 | 0 | 0
DE | D_PHS | 5.8311 | 5.8311 | 5.8311 | 5.8311 | 5.8311 | 5.8311 | 5.8311 | 5.8311
DE | HHI_BF_BOF | 41.6807 | 37.5127 | 29.0724 | 17.4435 | 8.7218 | 3.4888 | 0.6978 | 0
DE | HHI_DRI_EAF | 6.8434 | 6.1591 | 4.7734 | 2.8641 | 1.4321 | 0.5729 | 0.1146 | 0
DE | HHI_Scrap_EAF | 2.9226 | 2.6304 | 2.0386 | 1.2232 | 0.6116 | 0.2447 | 0.049 | 0
DE | HLI_Biomass | 1.5386 | 1.3848 | 1.0733 | 0.644 | 0.322 | 0.1288 | 0.0258 | 0
DE | HLI_Direct_Electric | 0.2002 | 0.1802 | 0.1397 | 0.0839 | 0.042 | 0.0168 | 0.0034 | 0
DE | HLI_Gas_Boiler | 31.6348 | 28.4714 | 22.0654 | 13.2393 | 6.6197 | 2.6479 | 0.5296 | 0
DE | HLI_Hardcoal | 0.3911 | 0.352 | 0.2728 | 0.1637 | 0.0819 | 0.0328 | 0.0066 | 0
DE | HLI_Lignite | 0.0232 | 0.0209 | 0.0162 | 0.0098 | 0.0049 | 0.002 | 0.0004 | 0
DE | HLI_Oil_Boiler | 0.4061 | 0.3655 | 0.2833 | 0.17 | 0.085 | 0.034 | 0.0068 | 0
DE | HLR_Biomass | 8.8227 | 7.9405 | 6.1539 | 3.6924 | 1.8462 | 0.7385 | 0.1477
DE | HLR_Direct_Electric | 2.715 | 2.4435 | 1.8938 | 1.1363 | 0.5682 | 0.2273 | 0.0455
DE | HLR_Gas_Boiler | 437.9128 | 394.1216 | 305.4443 | 183.2666 | 91.6333 | 36.6534 | 7.3307
DE | HLR_Hardcoal | 1.063 | 0.9567 | 0.7415 | 0.4449 | 0.2225 | 0.089 | 0.0178
DE | HLR_Hardcoal_CHP | 5.4861 | 4.9376 | 3.8267 | 2.2961 | 1.1481 | 0.4593 | 0.0919
DE | HLR_Lignite_CHP | 1.5032 | 1.353 | 1.0486 | 0.6292 | 0.3146 | 0.1259 | 0.0252
DE | HLR_Oil_Boiler | 25.3048 | 22.7744 | 17.6502 | 10.5902 | 5.2951 | 2.1181 | 0.4237
DE | HMI_Biomass | 1.6372 | 1.4735 | 1.142 | 0.6852 | 0.3426 | 0.1371 | 0.0275 | 0
DE | HMI_Gas | 156.9324 | 141.2392 | 109.4604 | 65.6763 | 32.8382 | 13.1353 | 2.6271 | 0
DE | HMI_HardCoal | 5.339 | 4.8051 | 3.724 | 2.2344 | 1.1172 | 0.4469 | 0.0894 | 0
DE | HMI_Oil | 7.0267 | 6.3241 | 4.9012 | 2.9408 | 1.4704 | 0.5882 | 0.1177 | 0
DE | HMI_Steam_Electric | 0.4466 | 0.402 | 0.3116 | 0.187 | 0.0935 | 0.0374 | 0.0075 | 0
DE | P_Biomass | 9.407 | 9.389 | 8.064 | 7.125 | 6.332 | 6.332 | 6.327 | 6.327
DE | P_Coal_Hardcoal | 9.7385 | 7.7045 | 7.7045 | 5.371 | 3.801 | 3.801 | 3.801 | 3.801
DE | P_Coal_Lignite | 18.7418 | 6.456 | 5.865 | 4.036 | 3.684 | 3.684 | 3.684 | 0
DE | P_Gas | 8.0524 | 5.8751 | 5.5616 | 5.2656 | 4.9556 | 4.5626 | 4.5486 | 1.9496
DE | P_Gas_CCGT | 12.372 | 12.372 | 10.975 | 9.578 | 9.1574 | 8.7367 | 4.3683 | 0
DE | P_Gas_Engines | 1.98 | 1.98 | 0.99 | 0 | 0 | 0 | 0 | 0
DE | P_Gas_OCGT | 5.163 | 5.163 | 3.4166 | 1.6702 | 1.6702 | 1.6702 | 0.83509 | 0
DE | P_Nuclear | 12.075 | 8.114 | 0 | 0 | 0 | 0 | 0 | 0
DE | P_Oil | 1.2955 | 0.5998 | 0.3596 | 0.3242 | 0.1664 | 0.1438 | 0.1438 | 0.0838
DE | RES_Hydro_Large | 1.191 | 1.191 | 1.191 | 1.191 | 1.191 | 1.191 | 1.191 | 1.191
DE | RES_Hydro_Large_Base | 0.124 | 0.124 | 0.124 | 0.124 | 0.124 | 0.124 | 0.124 | 0.124
DE | RES_Hydro_Small | 4.7641 | 4.7641 | 4.7641 | 4.7641 | 4.7641 | 4.7641 | 4.7641 | 4.7641
DE | RES_PV_Utility_Avg | 45.92 | 45.92 | 45.92 | 45.92 | 38.0651 | 0 | 0 | 0
DE | RES_Wind_Offshore_Transitional | 6.4 | 6.4 | 6.4 | 6.4 | 4.159 | 0 | 0 | 0
DE | RES_Wind_Onshore_Avg | 52.9 | 52.9 | 52.9 | 52.9 | 40.2996 | 0 | 0 | 0
DE | X_Gasifier | 0 | 0 | 5 | 5 | 5 | 5 | 5 | 5
DK | CHP_Biomass_Solid | 3.1381 | 3.1381 | 1.5691 | 0 | 0 | 0 | 0 | 0
DK | CHP_Coal_Hardcoal | 1.2243 | 1.2243 | 0.61214 | 0 | 0 | 0 | 0 | 0
DK | CHP_Gas_CCGT_Natural | 0.82184 | 0.82184 | 0.41092 | 0 | 0 | 0 | 0 | 0
DK | CHP_Oil | 0.12967 | 0.12967 | 0.064834 | 0 | 0 | 0 | 0 | 0
DK | D_PHS | 0 | 0 | 0 | 0 | 0 | 0 | 0 | 0
DK | HHI_BF_BOF | 0.1693 | 0.1524 | 0.1182 | 0.071 | 0.0355 | 0.0142 | 0.0029 | 0
DK | HHI_DRI_EAF | 0.0836 | 0.0753 | 0.0584 | 0.0351 | 0.0176 | 0.0071 | 0.0015 | 0
DK | HHI_Scrap_EAF | 0.004 | 0.0036 | 0.0028 | 0.0017 | 0.0009 | 0 | 0 | 0
DK | HLI_Biomass | 0.0913 | 0.0822 | 0.0638 | 0.0383 | 0.0192 | 0.0077 | 0.0016 | 0
DK | HLI_Direct_Electric | 0.0111 | 0.01 | 0.0078 | 0.0047 | 0.0024 | 0.001 | 0 | 0
DK | HLI_Gas_Boiler | 1.7528 | 1.5776 | 1.2227 | 0.7337 | 0.3669 | 0.1468 | 0.0294 | 0
DK | HLI_Hardcoal | 0.0199 | 0.018 | 0.014 | 0.0084 | 0.0042 | 0.0017 | 0.0004 | 0
DK | HLI_Oil_Boiler | 0.1531 | 0.1378 | 0.1068 | 0.0641 | 0.0321 | 0.0129 | 0.0026 | 0
DK | HLR_Biomass | 1.3566 | 1.221 | 0.9463 | 0.5678 | 0.2839 | 0.1136 | 0.0228
DK | HLR_Direct_Electric | 0.3795 | 0.3416 | 0.2648 | 0.1589 | 0.0795 | 0.0318 | 0.0064
DK | HLR_Gas_Boiler | 15.9542 | 14.3588 | 11.1281 | 6.6769 | 3.3385 | 1.3354 | 0.2671
DK | HLR_Oil_Boiler | 0.4077 | 0.367 | 0.2845 | 0.1707 | 0.0854 | 0.0342 | 0.0069
DK | HMI_Biomass | 0.049 | 0.0441 | 0.0342 | 0.0206 | 0.0103 | 0.0042 | 0.0009 | 0
DK | HMI_Gas | 5.1962 | 4.6766 | 3.6244 | 2.1747 | 1.0874 | 0.435 | 0.087 | 0
DK | HMI_HardCoal | 0.1096 | 0.0987 | 0.0765 | 0.0459 | 0.023 | 0.0092 | 0.0019 | 0
DK | HMI_Oil | 0.1023 | 0.0921 | 0.0714 | 0.0429 | 0.0215 | 0.0086 | 0.0018 | 0
DK | HMI_Steam_Electric | 0.0183 | 0.0165 | 0.0128 | 0.0077 | 0.0039 | 0.0016 | 0.0004 | 0
DK | P_Biomass | 1.696 | 1.696 | 1.696 | 1.696 | 1.696 | 1.696 | 0.37692 | 0.025395
DK | P_Coal_Hardcoal | 3.656 | 3.656 | 3.656 | 1.613 | 0.71184 | 0.44142 | 0.22663 | 0
DK | P_Coal_Lignite | 0 | 0 | 0 | 0 | 0 | 0 | 0 | 0
DK | P_Gas | 1.3507 | 1.3282 | 1.26 | 1.2213 | 0.55789 | 0.14644 | 0.027243 | 0.0048891
DK | P_Gas_OCGT | 1.826 | 1.826 | 1.826 | 1.826 | 1.826 | 0 | 0 | 0
DK | P_Nuclear | 0 | 0 | 0 | 0 | 0 | 0 | 0 | 0
DK | P_Oil | 1.007 | 1.007 | 0.782 | 0.25747 | 0.23111 | 0.22525 | 0.22525 | 0
DK | RES_Hydro_Large | 0 | 0 | 0 | 0 | 0 | 0 | 0 | 0
DK | RES_Hydro_Small | 0.006 | 0.006 | 0.006 | 0.006 | 0.006 | 0.006 | 0.006 | 0.006
DK | RES_PV_Utility_Avg | 0.955 | 0.955 | 0.955 | 0.955 | 0.7195 | 0 | 0 | 0
DK | RES_Wind_Offshore_Transitional | 1.7 | 1.7 | 1.7 | 1.7 | 1.7 | 0 | 0 | 0
DK | RES_Wind_Onshore_Avg | 4.423 | 4.4 | 4.4 | 4.4 | 4.4 | 0 | 0 | 0
EE | CHP_Biomass_Solid | 0.1457 | 0.1457 | 0.072852 | 0 | 0 | 0 | 0 | 0
EE | CHP_Coal_Hardcoal | 0.048638 | 0.048638 | 0.024319 | 0 | 0 | 0 | 0 | 0
EE | CHP_Gas_CCGT_Natural | 0.00010289 | 0.00010289 | 9.3633e-05 | 8.4381e-05 | 8.4381e-05 | 8.4381e-05 | 4.219e-05 | 0
EE | CHP_Oil | 0.030167 | 0.030167 | 0.015084 | 0 | 0 | 0 | 0 | 0
EE | D_PHS | 0 | 0 | 0 | 0 | 0 | 0 | 0 | 0
EE | HHI_DRI_EAF | 0.004 | 0.0036 | 0.0028 | 0.0017 | 0.0009 | 0 | 0 | 0
EE | HHI_Scrap_EAF | 0.0005 | 0 | 0 | 0 | 0 | 0 | 0 | 0
EE | HLI_Biomass | 0.0471 | 0.0424 | 0.0329 | 0.0198 | 0.0099 | 0.004 | 0.0008 | 0
EE | HLI_Direct_Electric | 0.0032 | 0.0029 | 0.0023 | 0.0014 | 0.0007 | 0 | 0 | 0
EE | HLI_Gas_Boiler | 0.3156 | 0.2841 | 0.2202 | 0.1322 | 0.0661 | 0.0265 | 0.0053 | 0
EE | HLI_Oil_Boiler | 0.0249 | 0.0225 | 0.0175 | 0.0105 | 0.0053 | 0.0022 | 0.0005 | 0
EE | HLR_Biomass | 0.5026 | 0.4524 | 0.3507 | 0.2105 | 0.1053 | 0.0422 | 0.0085
EE | HLR_Direct_Electric | 0.1477 | 0.133 | 0.1031 | 0.0619 | 0.031 | 0.0124 | 0.0025
EE | HLR_Gas_Boiler | 3.5145 | 3.1631 | 2.4515 | 1.4709 | 0.7355 | 0.2942 | 0.0589
EE | HLR_Oil_Boiler | 0.0544 | 0.049 | 0.038 | 0.0228 | 0.0114 | 0.0046 | 0.001
EE | HMI_Biomass | 0.046 | 0.0414 | 0.0321 | 0.0193 | 0.0097 | 0.0039 | 0.0008 | 0
EE | HMI_Gas | 1.1123 | 1.0011 | 0.7759 | 0.4656 | 0.2328 | 0.0932 | 0.0187 | 0
EE | HMI_Oil | 0.1454 | 0.1309 | 0.1015 | 0.0609 | 0.0305 | 0.0122 | 0.0025 | 0
EE | HMI_Steam_Electric | 0.0019 | 0.0018 | 0.0014 | 0.0009 | 0 | 0 | 0 | 0
EE | P_Biomass | 0.101 | 0.101 | 0.101 | 0.0505 | 0.02525 | 0 | 0 | 0
EE | P_Coal_Hardcoal | 7.385 | 4.431 | 0.7385 | 0 | 0 | 0 | 0 | 0
EE | P_Coal_Lignite | 0 | 0 | 0 | 0 | 0 | 0 | 0 | 0
EE | P_Gas | 0.15 | 0.15 | 0.15 | 0 | 0 | 0 | 0 | 0
EE | P_Gas_CCGT | 0 | 0 | 0 | 0 | 0 | 0 | 0 | 0
EE | P_Gas_OCGT | 0.25 | 0.25 | 0.22177 | 0.19354 | 0.18504 | 0.17654 | 0.088271 | 0
EE | P_Nuclear | 0 | 0 | 0 | 0 | 0 | 0 | 0 | 0
EE | P_Oil | 2 | 1.2 | 0.2 | 0 | 0 | 0 | 0 | 0
EE | RES_Hydro_Large | 0 | 0 | 0 | 0 | 0 | 0 | 0 | 0
EE | RES_Hydro_Small | 0 | 0 | 0 | 0 | 0 | 0 | 0 | 0
EE | RES_PV_Utility_Avg | 0 | 0 | 0 | 0 | 0 | 0 | 0 | 0
EE | RES_Wind_Offshore_Transitional | 0 | 0 | 0 | 0 | 0 | 0 | 0 | 0
EE | RES_Wind_Onshore_Avg | 0.4 | 0.4 | 0.4 | 0.34753 | 0.15871 | 0 | 0 | 0
EE | X_Gasifier | 0 | 4.5 | 4.5 | 4.5 | 4.5 | 4.5 | 4.5 | 4.5
ES | CHP_Biomass_Solid | 0.42088 | 0.42088 | 0.36908 | 0.31728 | 0.15864 | 0 | 0 | 0
ES | CHP_Coal_Hardcoal | 0.10632 | 0.10632 | 0.073119 | 0.039921 | 0.019961 | 0 | 0 | 0
ES | CHP_Gas_CCGT_Natural | 3.8474 | 3.8474 | 3.8716 | 3.8958 | 3.7056 | 3.5153 | 1.7577 | 0
ES | CHP_Oil | 0.33998 | 0.33998 | 0.16999 | 0 | 0 | 0 | 0 | 0
ES | D_PHS | 11.09 | 11.09 | 11.09 | 11.09 | 11.09 | 11.09 | 11.09 | 11.09
ES | HHI_BF_BOF | 9.3739 | 8.4366 | 6.5384 | 3.9231 | 1.9616 | 0.7847 | 0.157 | 0
ES | HHI_DRI_EAF | 1.8063 | 1.6257 | 1.26 | 0.756 | 0.378 | 0.1512 | 0.0303 | 0
ES | HHI_Scrap_EAF | 1.8832 | 1.6949 | 1.3136 | 0.7882 | 0.3941 | 0.1577 | 0.0316 | 0
ES | HLI_Biomass | 1.8011 | 1.621 | 1.2563 | 0.7538 | 0.3769 | 0.1508 | 0.0302 | 0
ES | HLI_Direct_Electric | 0.5911 | 0.532 | 0.4123 | 0.2474 | 0.1237 | 0.0495 | 0.0099 | 0
ES | HLI_Gas_Boiler | 15.7941 | 14.2147 | 11.0164 | 6.6099 | 3.305 | 1.322 | 0.2644 | 0
ES | HLI_Hardcoal | 0.0202 | 0.0182 | 0.0142 | 0.0086 | 0.0043 | 0.0018 | 0.0004 | 0
ES | HLI_Oil_Boiler | 1.7113 | 1.5402 | 1.1937 | 0.7163 | 0.3582 | 0.1433 | 0.0287 | 0
ES | HLR_Biomass | 5.9816 | 5.3835 | 4.1723 | 2.5034 | 1.2517 | 0.5007 | 0.1002
ES | HLR_Direct_Electric | 5.7199 | 5.148 | 3.9897 | 2.3939 | 1.197 | 0.4788 | 0.0958
ES | HLR_Gas_Boiler | 45.3678 | 40.8311 | 31.6442 | 18.9866 | 9.4933 | 3.7974 | 0.7595
ES | HLR_Oil_Boiler | 5.7123 | 5.1411 | 3.9844 | 2.3907 | 1.1954 | 0.4782 | 0.0957
ES | HMI_Biomass | 0.5746 | 0.5172 | 0.4009 | 0.2406 | 0.1203 | 0.0482 | 0.0097 | 0
ES | HMI_Gas | 62.9896 | 56.6907 | 43.9353 | 26.3612 | 13.1806 | 5.2723 | 1.0545 | 0
ES | HMI_HardCoal | 1.4202 | 1.2782 | 0.9907 | 0.5945 | 0.2973 | 0.119 | 0.0238 | 0
ES | HMI_Oil | 1.6119 | 1.4508 | 1.1244 | 0.6747 | 0.3374 | 0.135 | 0.027 | 0
ES | HMI_Steam_Electric | 0.1642 | 0.1478 | 0.1146 | 0.0688 | 0.0344 | 0.0138 | 0.0028 | 0
ES | P_Biomass | 1.43 | 1.43 | 1.43 | 1.43 | 0.81597 | 0.75823 | 0.41599 | 0.15862
ES | P_Coal_Hardcoal | 7.4071 | 6.3842 | 5.6429 | 3.907 | 0.72515 | 0.72515 | 0.56414 | 0
ES | P_Coal_Lignite | 2.16 | 0.70615 | 0.36 | 0.36 | 0.36 | 0 | 0 | 0
ES | P_Gas | 31.7212 | 31.4184 | 31.4178 | 31.2194 | 30.0982 | 28.3753 | 15.81 | 1.9857
ES | P_Gas_CCGT | 26.2501 | 26.2501 | 21.8755 | 17.5009 | 17.5009 | 17.5009 | 8.7504 | 0
ES | P_Gas_OCGT | 0.246 | 0.246 | 0.246 | 0.246 | 0.246 | 0.246 | 0.123 | 0
ES | P_Nuclear | 7.12 | 7.12 | 7.12 | 3.1192 | 0 | 0 | 0 | 0
ES | P_Oil | 2.3877 | 1.7908 | 1.3431 | 1.0073 | 0.75548 | 0 | 0 | 0
ES | RES_Hydro_Large | 7.49 | 7.49 | 7.49 | 7.49 | 7.49 | 7.49 | 7.49 | 7.49
ES | RES_Hydro_Small | 1.33 | 1.33 | 1.33 | 1.33 | 1.33 | 1.33 | 1.33 | 1.33
ES | RES_PV_Utility_Avg | 5.915 | 5.915 | 5.915 | 5.915 | 5.915 | 0 | 0 | 0
ES | RES_Wind_Offshore_Transitional | 0 | 0 | 0 | 0 | 0 | 0 | 0 | 0
ES | RES_Wind_Onshore_Avg | 23.1 | 23.1 | 23.1 | 23.1 | 9.4571 | 0 | 0 | 0
ES | X_Gasifier | 67.2 | 68.9 | 68.9 | 68.9 | 68.9 | 68.9 | 68.9 | 68.9
FI | CHP_Biomass_Solid | 4.0333 | 4.0333 | 2.0166 | 0 | 0 | 0 | 0 | 0
FI | CHP_Coal_Hardcoal | 1.4709 | 1.4709 | 0.73545 | 0 | 0 | 0 | 0 | 0
FI | CHP_Gas_CCGT_Natural | 1.0253 | 0.6253 | 0.31265 | 0 | 0 | 0 | 0 | 0
FI | CHP_Oil | 0.033395 | 0.033395 | 0.016697 | 0 | 0 | 0 | 0 | 0
FI | D_PHS | 0 | 0 | 0 | 0 | 0 | 0 | 0 | 0
FI | HHI_BF_BOF | 4.445 | 4.0005 | 3.1004 | 1.8603 | 0.9302 | 0.3721 | 0.0745 | 0
FI | HHI_DRI_EAF | 0.0546 | 0.0492 | 0.0382 | 0.023 | 0.0115 | 0.0046 | 0.001 | 0
FI | HHI_Scrap_EAF | 0.19 | 0.171 | 0.1326 | 0.0796 | 0.0398 | 0.016 | 0.0032 | 0
FI | HLI_Biomass | 4.4874 | 4.0387 | 3.13 | 1.878 | 0.939 | 0.3756 | 0.0752 | 0
FI | HLI_Direct_Electric | 0.1049 | 0.0945 | 0.0733 | 0.044 | 0.022 | 0.0088 | 0.0018 | 0
FI | HLI_Gas_Boiler | 14.1942 | 12.7748 | 9.9005 | 5.9403 | 2.9702 | 1.1881 | 0.2377 | 0
FI | HLI_Hardcoal | 0.0503 | 0.0453 | 0.0352 | 0.0212 | 0.0106 | 0.0043 | 0.0009 | 0
FI | HLI_Oil_Boiler | 0.7114 | 0.6403 | 0.4963 | 0.2978 | 0.1489 | 0.0596 | 0.012 | 0
FI | HLR_Biomass | 1.7245 | 1.5521 | 1.2029 | 0.7218 | 0.3609 | 0.1444 | 0.0289
FI | HLR_Direct_Electric | 1.9499 | 1.755 | 1.3602 | 0.8162 | 0.4081 | 0.1633 | 0.0327
FI | HLR_Gas_Boiler | 19.4733 | 17.526 | 13.5827 | 8.1497 | 4.0749 | 1.63 | 0.326
FI | HLR_Oil_Boiler | 0.8215 | 0.7394 | 0.5731 | 0.3439 | 0.172 | 0.0688 | 0.0138
FI | HMI_Biomass | 0.147 | 0.1323 | 0.1026 | 0.0616 | 0.0308 | 0.0124 | 0.0025 | 0
FI | HMI_Gas | 11.4549 | 10.3095 | 7.9899 | 4.794 | 2.397 | 0.9588 | 0.1918 | 0
FI | HMI_HardCoal | 0.0167 | 0.0151 | 0.0118 | 0.0071 | 0.0036 | 0.0015 | 0.0003 | 0
FI | HMI_Oil | 2.425 | 2.1825 | 1.6915 | 1.0149 | 0.5075 | 0.203 | 0.0406 | 0
FI | HMI_Steam_Electric | 0.0163 | 0.0147 | 0.0114 | 0.0069 | 0.0035 | 0.0014 | 0.0003 | 0
FI | P_Biomass | 1.99 | 1.6337 | 1.5862 | 1.2485 | 0.8938 | 0.73832 | 0.42749 | 0.10365
FI | P_Coal_Hardcoal | 3.43 | 2.9561 | 2.2173 | 1.6581 | 1.0116 | 0.68669 | 0 | 0
FI | P_Coal_Lignite | 0 | 0 | 0 | 0 | 0 | 0 | 0 | 0
FI | P_Gas | 1.87 | 1.5848 | 1.572 | 1.293 | 1.0555 | 0.17206 | 0.17206 | 0.021045
FI | P_Gas_CCGT | 1.14 | 1.14 | 0.57 | 0 | 0 | 0 | 0 | 0
FI | P_Gas_OCGT | 1.179 | 1.179 | 0.5895 | 0 | 0 | 0 | 0 | 0
FI | P_Nuclear | 2.75 | 2.75 | 2.75 | 1.375 | 0 | 0 | 0 | 0
FI | P_Oil | 3.41 | 2.7537 | 2.7432 | 2.6889 | 2.6702 | 0.52141 | 0.41648 | 0.27015
FI | RES_Hydro_Large | 0 | 0 | 0 | 0 | 0 | 0 | 0 | 0
FI | RES_Hydro_Small | 3.15 | 3.15 | 3.15 | 3.15 | 3.15 | 3.15 | 3.15 | 3.15
FI | RES_PV_Utility_Avg | 0.1 | 0.08 | 0.055 | 0.03 | 0.005 | 0 | 0 | 0
FI | RES_Wind_Offshore_Transitional | 0 | 0 | 0 | 0 | 0 | 0 | 0 | 0
FI | RES_Wind_Onshore_Avg | 2 | 2 | 2 | 0.81576 | 0.6319 | 0 | 0 | 0
FI | X_Gasifier | 0 | 0.6 | 0.6 | 0.6 | 0.6 | 0.6 | 0.6 | 0.6
FR | CHP_Biomass_Solid | 1.9844 | 1.9844 | 1.7402 | 1.4959 | 0.74796 | 0 | 0 | 0
FR | CHP_Coal_Hardcoal | 0.26944 | 0.26944 | 0.15938 | 0.049313 | 0.024657 | 0 | 0 | 0
FR | CHP_Gas_CCGT_Natural | 3.3807 | 3.3807 | 3.2221 | 3.0634 | 2.6175 | 2.1716 | 1.0858 | 0
FR | CHP_Oil | 0.29297 | 0.29297 | 0.14648 | 0 | 0 | 0 | 0 | 0
FR | D_PHS | 4.512 | 4.512 | 4.512 | 4.512 | 4.512 | 4.512 | 4.512 | 4.512
FR | HHI_BF_BOF | 17.3623 | 15.6261 | 12.1103 | 7.2662 | 3.6331 | 1.4533 | 0.2907 | 0
FR | HHI_DRI_EAF | 2.513 | 2.2617 | 1.7529 | 1.0518 | 0.5259 | 0.2104 | 0.0421 | 0
FR | HHI_Scrap_EAF | 1.2524 | 1.1272 | 0.8736 | 0.5242 | 0.2621 | 0.1049 | 0.021 | 0
FR | HLI_Biomass | 0.9578 | 0.8621 | 0.6682 | 0.401 | 0.2005 | 0.0802 | 0.0161 | 0
FR | HLI_Direct_Electric | 0.1084 | 0.0976 | 0.0757 | 0.0455 | 0.0228 | 0.0092 | 0.0019 | 0
FR | HLI_Gas_Boiler | 20.8883 | 18.7995 | 14.5697 | 8.7419 | 4.371 | 1.7484 | 0.3497 | 0 | 12 | 6
FR | HLI_Hardcoal | 0.2076 | 0.1869 | 0.1449 | 0.087 | 0.0435 | 0.0174 | 0.0035 | 0
FR | HLI_Oil_Boiler | 1.0937 | 0.9844 | 0.763 | 0.4578 | 0.2289 | 0.0916 | 0.0184 | 0
FR | HLR_Biomass | 9.4969 | 8.5473 | 6.6242 | 3.9746 | 1.9873 | 0.795 | 0.159
FR | HLR_Direct_Electric | 8.0768 | 7.2692 | 5.6337 | 3.3803 | 1.6902 | 0.6761 | 0.1353
FR | HLR_Gas_Boiler | 151.8843 | 136.6959 | 105.9394 | 63.5637 | 31.7819 | 12.7128 | 2.5426
FR | HLR_Hardcoal | 0.0789 | 0.0711 | 0.0552 | 0.0332 | 0.0166 | 0.0067 | 0.0014
FR | HLR_Oil_Boiler | 10.8763 | 9.7887 | 7.5863 | 4.5518 | 2.2759 | 0.9104 | 0.1821
FR | HMI_Biomass | 0.9569 | 0.8613 | 0.6676 | 0.4006 | 0.2003 | 0.0802 | 0.0161 | 0
FR | HMI_Gas | 73.7505 | 66.3755 | 51.4411 | 30.8647 | 15.4324 | 6.173 | 1.2346 | 0
FR | HMI_HardCoal | 2.5442 | 2.2898 | 1.7746 | 1.0648 | 0.5324 | 0.213 | 0.0426 | 0
FR | HMI_Oil | 1.7913 | 1.6122 | 1.2495 | 0.7497 | 0.3749 | 0.15 | 0.03 | 0
FR | HMI_Steam_Electric | 0.2121 | 0.1909 | 0.148 | 0.0888 | 0.0444 | 0.0178 | 0.0036 | 0
FR | P_Biomass | 1.52 | 0.991 | 0.918 | 0.815 | 0.767 | 0.66 | 0.66 | 0.66
FR | P_Coal_Hardcoal | 2.9 | 2.1722 | 1.6137 | 1.6107 | 0.081785 | 0.006479 | 0 | 0
FR | P_Coal_Lignite | 0 | 0 | 0 | 0 | 0 | 0 | 0 | 0
FR | P_Gas | 6.34 | 5.7282 | 5.7053 | 5.6625 | 5.2234 | 4.2444 | 3.1503 | 1.8792
FR | P_Gas_CCGT | 6.072 | 6.072 | 4.975 | 3.878 | 3.478 | 3.078 | 1.539 | 0
FR | P_Gas_Engines | 0.1295 | 0.1295 | 0.06475 | 0 | 0 | 0 | 0 | 0
FR | P_Gas_OCGT | 0.473 | 0.473 | 0.329 | 0.185 | 0.185 | 0.185 | 0.0925 | 0
FR | P_Nuclear | 63.13 | 63.13 | 63.13 | 60 | 58 | 50 | 40 | 25
FR | P_Oil | 6.2 | 6.2 | 6.2 | 6.2 | 6.2 | 0.53448 | 0.53139 | 0.068507
FR | RES_Hydro_Large | 12.716 | 12.716 | 12.716 | 12.716 | 12.716 | 12.716 | 12.716 | 12.716
FR | RES_Hydro_Large_Base | 8.204 | 8.204 | 8.204 | 8.204 | 8.204 | 8.204 | 8.204 | 8.204
FR | RES_Hydro_Small | 10.325 | 10.325 | 10.325 | 10.325 | 10.325 | 10.325 | 10.325 | 10.325
FR | RES_PV_Utility_Avg | 8.9 | 8.9 | 8.9 | 8.9 | 8.9 | 0 | 0 | 0
FR | RES_Wind_Offshore_Transitional | 0 | 0 | 0 | 0 | 0 | 0 | 0 | 0
FR | RES_Wind_Onshore_Avg | 15 | 15 | 15 | 15 | 15 | 0 | 0 | 0
FR | X_Gasifier | 21.3 | 34.3 | 34.3 | 34.3 | 34.3 | 34.3 | 34.3 | 34.3
GR | CHP_Biomass_Solid | 0.002392 | 0.002392 | 0.0020976 | 0.0018032 | 0.00090162 | 0 | 0 | 0
GR | CHP_Coal_Hardcoal | 0.050737 | 0.050737 | 0.030011 | 0.0092859 | 0.004643 | 0 | 0 | 0
GR | CHP_Gas_CCGT_Natural | 0.59751 | 0.19751 | 0.19753 | 0.19754 | 0.19462 | 0.19169 | 0.095845 | 0
GR | CHP_Oil | 0.13294 | 0.13294 | 0.066469 | 0 | 0 | 0 | 0 | 0
GR | D_PHS | 1.412 | 1.412 | 1.412 | 1.412 | 1.412 | 1.412 | 1.412 | 1.412
GR | HHI_BF_BOF | 2.5453 | 2.2908 | 1.7754 | 1.0653 | 0.5327 | 0.2131 | 0.0427 | 0
GR | HHI_DRI_EAF | 0.2024 | 0.1822 | 0.1413 | 0.0848 | 0.0424 | 0.017 | 0.0034 | 0
GR | HHI_Scrap_EAF | 0.2451 | 0.2206 | 0.171 | 0.1026 | 0.0513 | 0.0206 | 0.0042 | 0
GR | HLI_Biomass | 0.141 | 0.1269 | 0.0984 | 0.0591 | 0.0296 | 0.0119 | 0.0024 | 0
GR | HLI_Direct_Electric | 0.0269 | 0.0243 | 0.0189 | 0.0114 | 0.0057 | 0.0023 | 0.0005 | 0
GR | HLI_Gas_Boiler | 1.5007 | 1.3507 | 1.0468 | 0.6281 | 0.3141 | 0.1257 | 0.0252 | 0
GR | HLI_Oil_Boiler | 0.3036 | 0.2733 | 0.2119 | 0.1272 | 0.0636 | 0.0255 | 0.0051 | 0
GR | HLR_Biomass | 1.106 | 0.9954 | 0.7715 | 0.4629 | 0.2315 | 0.0926 | 0.0186
GR | HLR_Direct_Electric | 0.9772 | 0.8795 | 0.6817 | 0.4091 | 0.2046 | 0.0819 | 0.0164
GR | HLR_Gas_Boiler | 16.8082 | 15.1274 | 11.7238 | 7.0343 | 3.5172 | 1.4069 | 0.2814
GR | HLR_Hardcoal | 0.0064 | 0.0058 | 0.0045 | 0.0027 | 0.0014 | 0.0006 | 0
GR | HLR_Oil_Boiler | 2.1284 | 1.9156 | 1.4846 | 0.8908 | 0.4454 | 0.1782 | 0.0357
GR | HMI_Biomass | 1.1242 | 1.0118 | 0.7842 | 0.4706 | 0.2353 | 0.0942 | 0.0189 | 0
GR | HMI_Gas | 9.1876 | 8.2689 | 6.4084 | 3.8451 | 1.9226 | 0.7691 | 0.1539 | 0
GR | HMI_Oil | 0.846 | 0.7614 | 0.5901 | 0.3541 | 0.1771 | 0.0709 | 0.0142 | 0
GR | HMI_Steam_Electric | 0.0019 | 0.0018 | 0.0014 | 0.0009 | 0 | 0 | 0 | 0
GR | P_Biomass | 0.35 | 0.13285 | 0.13285 | 0.13285 | 0.13141 | 0.13005 | 0.050555 | 0.0065858
GR | P_Coal_Hardcoal | 0 | 0 | 0 | 0 | 0 | 0 | 0 | 0
GR | P_Coal_Lignite | 3.912 | 2.3858 | 1.4625 | 0.76805 | 0.53149 | 0.25182 | 0 | 0
GR | P_Gas | 5.202 | 5.1967 | 5.1613 | 5.084 | 5.0343 | 4.4147 | 3.152 | 0.92555
GR | P_Gas_CCGT | 4.6992 | 4.6992 | 4.9224 | 5.1456 | 4.9156 | 4.6856 | 2.3428 | 0
GR | P_Gas_OCGT | 0.148 | 0.148 | 0.148 | 0.148 | 0.148 | 0.148 | 0.074 | 0
GR | P_Nuclear | 0 | 0 | 0 | 0 | 0 | 0 | 0 | 0
GR | P_Oil | 1.3 | 0.975 | 0.73125 | 0.54844 | 0.41133 | 0 | 0 | 0
GR | RES_Hydro_Large | 3.17 | 3.17 | 3.17 | 3.17 | 3.17 | 3.17 | 3.17 | 3.17
GR | RES_Hydro_Small | 0.226 | 0.226 | 0.226 | 0.226 | 0.226 | 0.226 | 0.226 | 0.226
GR | RES_PV_Utility_Avg | 3.12 | 2.985 | 2.9844 | 2.9824 | 2.4811 | 0 | 0 | 0
GR | RES_Wind_Offshore_Transitional | 0 | 0 | 0 | 0 | 0 | 0 | 0 | 0
GR | RES_Wind_Onshore_Avg | 2.844 | 2.844 | 2.844 | 1.1519 | 0.19113 | 0 | 0 | 0
GR | X_Gasifier | 5 | 10.625 | 10.625 | 10.625 | 10.625 | 10.625 | 10.625 | 10.625 |  |  |  | FR | RES_Hydro_Large_Base | 8.204 | 8.204 | 8.204 | 8.204 | 8.204 | 8.204 | 8.204 | 8.204
HR | CHP_Biomass_Solid | 0.13367 | 0.13367 | 0.11722 | 0.10077 | 0.050384 | 0 | 0 | 0
HR | CHP_Coal_Hardcoal | 0.013511 | 0.013511 | 0.0079921 | 0.0024729 | 0.0012364 | 0 | 0 | 0 |  |  |  | AT | RES_Hydro_Large_Base | 4.671 | 4.671 | 4.671 | 4.671 | 4.671 | 4.671 | 4.671 | 4.671
HR | CHP_Gas_CCGT_Natural | 0.645 | 0.645 | 0.57096 | 0.49691 | 0.49691 | 0.49691 | 0.24846 | 0
HR | CHP_Oil | 0.068314 | 0.068314 | 0.034157 | 0 | 0 | 0 | 0 | 0
HR | D_PHS | 0.3 | 0.3 | 0.3 | 0.3 | 0.3 | 0.3 | 0.3 | 0.3
HR | HHI_BF_BOF | 0.0375 | 0.0338 | 0.0262 | 0.0158 | 0.0079 | 0.0032 | 0.0007 | 0
HR | HHI_DRI_EAF | 0.0613 | 0.0552 | 0.0428 | 0.0257 | 0.0129 | 0.0052 | 0.0011 | 0
HR | HHI_Scrap_EAF | 0.0015 | 0.0014 | 0.0011 | 0 | 0 | 0 | 0 | 0
HR | HLI_Biomass | 0.0119 | 0.0108 | 0.0084 | 0.0051 | 0.0026 | 0.0011 | 0 | 0
HR | HLI_Direct_Electric | 0.0076 | 0.0069 | 0.0054 | 0.0033 | 0.0017 | 0.0007 | 0 | 0
HR | HLI_Gas_Boiler | 0.7216 | 0.6495 | 0.5034 | 0.3021 | 0.1511 | 0.0605 | 0.0121 | 0
HR | HLI_Hardcoal | 0.0018 | 0.0017 | 0.0014 | 0.0009 | 0 | 0 | 0 | 0
HR | HLI_Lignite | 0.0062 | 0.0056 | 0.0044 | 0.0027 | 0.0014 | 0.0006 | 0 | 0
HR | HLI_Oil_Boiler | 0.0968 | 0.0872 | 0.0676 | 0.0406 | 0.0203 | 0.0082 | 0.0017 | 0
HR | HLR_Biomass | 1.574 | 1.4166 | 1.0979 | 0.6588 | 0.3294 | 0.1318 | 0.0264
HR | HLR_Direct_Electric | 0.3356 | 0.3021 | 0.2342 | 0.1406 | 0.0703 | 0.0282 | 0.0057
HR | HLR_Gas_Boiler | 4.5113 | 4.0602 | 3.1467 | 1.8881 | 0.9441 | 0.3777 | 0.0756
HR | HLR_Hardcoal | 0.0042 | 0.0038 | 0.003 | 0.0018 | 0.0009 | 0 | 0 |  |  |  |  | NO | RES_Hydro_Large_Base | 23.4 | 23.4 | 23.4 | 23.4 | 23.4 | 23.4 | 23.4 | 23.4
HR | HLR_Oil_Boiler | 0.1605 | 0.1445 | 0.112 | 0.0672 | 0.0336 | 0.0135 | 0.0027
HR | HMI_Biomass | 0.0416 | 0.0375 | 0.0291 | 0.0175 | 0.0088 | 0.0036 | 0.0008 | 0
HR | HMI_Gas | 4.2597 | 3.8338 | 2.9712 | 1.7828 | 0.8914 | 0.3566 | 0.0714 | 0
HR | HMI_HardCoal | 0.0248 | 0.0224 | 0.0174 | 0.0105 | 0.0053 | 0.0022 | 0.0005 | 0
HR | HMI_Oil | 0.084 | 0.0756 | 0.0586 | 0.0352 | 0.0176 | 0.0071 | 0.0015 | 0 |  |  |  | SE | RES_Hydro_Large_Base | 4.55 | 4.55 | 4.55 | 4.55 | 4.55 | 4.55 | 4.55 | 4.55
HR | HMI_Steam_Electric | 0.0055 | 0.005 | 0.0039 | 0.0024 | 0.0012 | 0.0005 | 0 | 0
HR | P_Biomass | 0.3 | 0.24 | 0.192 | 0.1536 | 0.12288 | 0.098304 | 0 | 0
HR | P_Coal_Hardcoal | 0.3 | 0.18806 | 0.18806 | 0.18806 | 0.18806 | 0.18806 | 0.18806 | 0
HR | P_Coal_Lignite | 0 | 0 | 0 | 0 | 0 | 0 | 0 | 0
HR | P_Gas | 0.7 | 0.53486 | 0.50627 | 0.50627 | 0.48447 | 0.22161 | 0.14539 | 0
HR | P_Gas_CCGT | 0.589 | 0.589 | 0.53815 | 0.4873 | 0.4873 | 0.4873 | 0.24365 | 0
HR | P_Gas_OCGT | 0.104 | 0.104 | 0.092257 | 0.080514 | 0.076977 | 0.073441 | 0.036721 | 0
HR | P_Nuclear | 0 | 0 | 0 | 0 | 0 | 0 | 0 | 0
HR | P_Oil | 1 | 0.46605 | 0.082473 | 0.012473 | 0 | 0 | 0 | 0
HR | RES_Hydro_Large | 0.3 | 0.3 | 0.3 | 0.3 | 0.3 | 0.3 | 0.3 | 0.3
HR | RES_Hydro_Small | 1.9 | 1.9 | 1.9 | 1.9 | 1.9 | 1.9 | 1.9 | 1.9
HR | RES_PV_Utility_Avg | 0 | 0 | 0 | 0 | 0 | 0 | 0 | 0
HR | RES_Wind_Offshore_Transitional | 0 | 0 | 0 | 0 | 0 | 0 | 0 | 0
HR | RES_Wind_Onshore_Avg | 0.583 | 0.583 | 0.583 | 0.583 | 0.583 | 0 | 0 | 0
HR | X_Gasifier | 0 | 2.6 | 6 | 6 | 6 | 6 | 6 | 6
HU | CHP_Biomass_Solid | 0.21607 | 0.21607 | 0.18948 | 0.16289 | 0.081443 | 0 | 0 | 0
HU | CHP_Coal_Hardcoal | 0.12614 | 0.12614 | 0.12614 | 0.12614 | 0.12614 | 0.12614 | 0.063068 | 0
HU | CHP_Gas_CCGT_Natural | 1.0445 | 1.0445 | 1.0389 | 1.0333 | 1.0065 | 0.97958 | 0.48979 | 0
HU | CHP_Oil | 0.00026487 | 0.00026487 | 0.00013243 | 0 | 0 | 0 | 0 | 0
HU | D_PHS | 0 | 0 | 0 | 0 | 0 | 0 | 0 | 0
HU | HHI_BF_BOF | 2.0387 | 1.8349 | 1.4221 | 0.8533 | 0.4267 | 0.1707 | 0.0342 | 0
HU | HHI_DRI_EAF | 0.2097 | 0.1888 | 0.1464 | 0.0879 | 0.044 | 0.0176 | 0.0036 | 0
HU | HHI_Scrap_EAF | 0.0179 | 0.0162 | 0.0126 | 0.0076 | 0.0038 | 0.0016 | 0.0004 | 0
HU | HLI_Biomass | 0.0649 | 0.0585 | 0.0454 | 0.0273 | 0.0137 | 0.0055 | 0.0011 | 0
HU | HLI_Direct_Electric | 0.0118 | 0.0107 | 0.0083 | 0.005 | 0.0025 | 0.001 | 0 | 0
HU | HLI_Gas_Boiler | 2.3361 | 2.1025 | 1.6295 | 0.9777 | 0.4889 | 0.1956 | 0.0392 | 0
HU | HLI_Hardcoal | 0.0047 | 0.0043 | 0.0034 | 0.0021 | 0.0011 | 0 | 0 | 0
HU | HLI_Lignite | 0.0003 | 0 | 0 | 0 | 0 | 0 | 0 | 0
HU | HLI_Oil_Boiler | 0.1085 | 0.0977 | 0.0758 | 0.0455 | 0.0228 | 0.0092 | 0.0019 | 0
HU | HLR_Biomass | 2.4415 | 2.1974 | 1.703 | 1.0218 | 0.5109 | 0.2044 | 0.0409
HU | HLR_Direct_Electric | 0.6051 | 0.5446 | 0.4221 | 0.2533 | 0.1267 | 0.0507 | 0.0102
HU | HLR_Gas_Boiler | 22.1852 | 19.9667 | 15.4742 | 9.2846 | 4.6423 | 1.857 | 0.3714
HU | HLR_Hardcoal | 0.1297 | 0.1168 | 0.0906 | 0.0544 | 0.0272 | 0.0109 | 0.0022
HU | HLR_Oil_Boiler | 0.1517 | 0.1366 | 0.1059 | 0.0636 | 0.0318 | 0.0128 | 0.0026
HU | HMI_Biomass | 0.0896 | 0.0807 | 0.0626 | 0.0376 | 0.0188 | 0.0076 | 0.0016 | 0
HU | HMI_Gas | 12.2255 | 11.003 | 8.5274 | 5.1165 | 2.5583 | 1.0234 | 0.2047 | 0
HU | HMI_HardCoal | 0.0016 | 0.0015 | 0.0012 | 0.0008 | 0 | 0 | 0 | 0
HU | HMI_Oil | 1.9903 | 1.7913 | 1.3883 | 0.833 | 0.4165 | 0.1666 | 0.0334 | 0
HU | HMI_Steam_Electric | 0.011 | 0.0099 | 0.0077 | 0.0047 | 0.0024 | 0.001 | 0 | 0
HU | P_Biomass | 0.42 | 0.27991 | 0.27991 | 0.27991 | 0.27918 | 0.27627 | 0.16155 | 0.089825
HU | P_Coal_Hardcoal | 0.36 | 0 | 0 | 0 | 0 | 0 | 0 | 0
HU | P_Coal_Lignite | 0.849 | 0.0095081 | 0 | 0 | 0 | 0 | 0 | 0
HU | P_Gas | 3.67 | 3.6117 | 3.6096 | 3.6056 | 3.2732 | 2.1698 | 1.5151 | 1.1923
HU | P_Gas_CCGT | 2.244 | 2.244 | 1.8844 | 1.5248 | 1.46 | 1.3951 | 0.69756 | 0
HU | P_Gas_Engines | 0.732 | 0.732 | 0.6195 | 0.507 | 0.3945 | 0.282 | 0.141 | 0
HU | P_Gas_OCGT | 0.719 | 0.719 | 0.719 | 0.719 | 0.719 | 0.719 | 0.3595 | 0
HU | P_Nuclear | 1.888 | 1.888 | 1.888 | 1.888 | 0.944 | 0 | 0 | 0
HU | P_Oil | 0.407 | 0.31844 | 0.31844 | 0.30801 | 0.30801 | 0.0024944 | 0 | 0
HU | RES_Hydro_Large | 0 | 0 | 0 | 0 | 0 | 0 | 0 | 0
HU | RES_Hydro_Small | 0.05 | 0.05 | 0.05 | 0.05 | 0.05 | 0.05 | 0.05 | 0.05
HU | RES_PV_Utility_Avg | 0.797 | 0.797 | 0.797 | 0.797 | 0.797 | 0 | 0 | 0
HU | RES_Wind_Offshore_Transitional | 0 | 0 | 0 | 0 | 0 | 0 | 0 | 0
HU | RES_Wind_Onshore_Avg | 0.33 | 0.33 | 0.33 | 0.30844 | 0.077387 | 0 | 0 | 0
IE | CHP_Biomass_Solid | 0.010275 | 0.010275 | 0.0051373 | 0 | 0 | 0 | 0 | 0
IE | CHP_Coal_Hardcoal | 0.0079506 | 0.0079506 | 0.0047028 | 0.0014551 | 0.00072756 | 0 | 0 | 0
IE | CHP_Gas_CCGT_Natural | 0.69933 | 0.29933 | 0.14967 | 0 | 0 | 0 | 0 | 0
IE | D_PHS | 0.292 | 0.292 | 0.292 | 0.292 | 0.292 | 0.292 | 0.292 | 0.292
IE | HHI_BF_BOF | 1.1329 | 1.0197 | 0.7903 | 0.4742 | 0.2371 | 0.0949 | 0.019 | 0
IE | HHI_DRI_EAF | 0.062 | 0.0558 | 0.0433 | 0.026 | 0.013 | 0.0052 | 0.0011 | 0
IE | HHI_Scrap_EAF | 1.3653 | 1.2288 | 0.9524 | 0.5715 | 0.2858 | 0.1144 | 0.0229 | 0
IE | HLI_Biomass | 0.1012 | 0.0911 | 0.0707 | 0.0425 | 0.0213 | 0.0086 | 0.0018 | 0
IE | HLI_Direct_Electric | 0.0138 | 0.0125 | 0.0097 | 0.0059 | 0.003 | 0.0012 | 0.0003 | 0
IE | HLI_Gas_Boiler | 1.2773 | 1.1496 | 0.891 | 0.5346 | 0.2673 | 0.107 | 0.0214 | 0
IE | HLI_Hardcoal | 0.0129 | 0.0117 | 0.0091 | 0.0055 | 0.0028 | 0.0012 | 0.0003 | 0
IE | HLI_Oil_Boiler | 0.1075 | 0.0968 | 0.0751 | 0.0451 | 0.0226 | 0.0091 | 0.0019 | 0
IE | HLR_Biomass | 0.0665 | 0.0599 | 0.0465 | 0.0279 | 0.014 | 0.0056 | 0.0012
IE | HLR_Direct_Electric | 0.3837 | 0.3454 | 0.2677 | 0.1607 | 0.0804 | 0.0322 | 0.0065
IE | HLR_Gas_Boiler | 9.865 | 8.8785 | 6.8809 | 4.1286 | 2.0643 | 0.8258 | 0.1652
IE | HLR_Hardcoal | 0.5156 | 0.4641 | 0.3597 | 0.2159 | 0.108 | 0.0432 | 0.0087
IE | HLR_Oil_Boiler | 1.6362 | 1.4726 | 1.1413 | 0.6848 | 0.3424 | 0.137 | 0.0274
IE | HMI_Biomass | 0.0321 | 0.0289 | 0.0224 | 0.0135 | 0.0068 | 0.0028 | 0.0006 | 0
IE | HMI_Gas | 4.3317 | 3.8986 | 3.0215 | 1.8129 | 0.9065 | 0.3626 | 0.0726 | 0
IE | HMI_HardCoal | 0.0235 | 0.0212 | 0.0165 | 0.0099 | 0.005 | 0.002 | 0.0004 | 0
IE | HMI_Oil | 0.3936 | 0.3543 | 0.2746 | 0.1648 | 0.0824 | 0.033 | 0.0066 | 0
IE | HMI_Steam_Electric | 0.0092 | 0.0083 | 0.0065 | 0.0039 | 0.002 | 0.0008 | 0 | 0
IE | P_Biomass | 0.1124 | 0.11214 | 0.11214 | 0.11212 | 0.11084 | 0.074869 | 0.0024168 | 0.0024168
IE | P_Coal_Hardcoal | 0.855 | 0.855 | 0.855 | 0.855 | 0.57 | 0 | 0 | 0
IE | P_Coal_Lignite | 0.3106 | 0.18636 | 0.03106 | 0 | 0 | 0 | 0 | 0
IE | P_Gas | 4.182 | 3.5659 | 3.0566 | 3.0566 | 2.9061 | 2.5414 | 1.6445 | 0.0055602
IE | P_Gas_CCGT | 2.916 | 2.916 | 1.1617 | 0 | 0 | 0 | 0 | 0
IE | P_Gas_Engines | 0.012084 | 0.012084 | 0.006042 | 0 | 0 | 0 | 0 | 0
IE | P_Gas_OCGT | 1.188 | 1.188 | 0.594 | 0 | 0 | 0 | 0 | 0
IE | P_Nuclear | 0 | 0 | 0 | 0 | 0 | 0 | 0 | 0
IE | P_Oil | 1.0805 | 0.60264 | 0.52039 | 0.50394 | 0.50236 | 0.50236 | 0.26191 | 0
IE | RES_Hydro_Large | 0.292 | 0.292 | 0.292 | 0.292 | 0.292 | 0.292 | 0.292 | 0.292
IE | RES_Hydro_Small | 0.238 | 0.238 | 0.238 | 0.238 | 0.238 | 0.238 | 0.238 | 0.238
IE | RES_PV_Utility_Avg | 0.054 | 0.054 | 0.054 | 0.054 | 0.054 | 0 | 0 | 0
IE | RES_Wind_Offshore_Transitional | 0.025 | 0.025 | 0.025 | 0 | 0 | 0 | 0 | 0
IE | RES_Wind_Onshore_Avg | 3.6 | 3.6 | 3.6 | 3.6 | 3.6 | 0 | 0 | 0
IE | X_Gasifier | 0 | 0 | 0 | 0 | 0 | 0 | 0 | 0
IGNORE | IGNORE | 1 | 0.9 | 0.6975 | 0.4185 | 0.2093 | 0.0838 | 0.0168 | 0
IT | CHP_Biomass_Solid | 1.3887 | 1.3887 | 1.2178 | 1.0468 | 0.52342 | 0 | 0 | 0
IT | CHP_Coal_Hardcoal | 0.15624 | 0.15624 | 0.092419 | 0.028596 | 0.014298 | 0 | 0 | 0
IT | CHP_Gas_CCGT_Natural | 5.6932 | 5.6932 | 5.6932 | 5.6932 | 5.6182 | 5.5432 | 2.9994 | 0.45556
IT | CHP_Oil | 0.75467 | 0.75467 | 0.37733 | 0 | 0 | 0 | 0 | 0
IT | D_PHS | 5.693 | 5.693 | 5.693 | 5.693 | 5.693 | 5.693 | 5.693 | 5.693
IT | HHI_BF_BOF | 11.3714 | 10.2343 | 7.9316 | 4.759 | 2.3795 | 0.9518 | 0.1904 | 0
IT | HHI_DRI_EAF | 1.7814 | 1.6033 | 1.2426 | 0.7456 | 0.3728 | 0.1492 | 0.0299 | 0
IT | HHI_Scrap_EAF | 3.2756 | 2.9481 | 2.2848 | 1.3709 | 0.6855 | 0.2742 | 0.0549 | 0
IT | HLI_Biomass | 0.1494 | 0.1345 | 0.1043 | 0.0626 | 0.0313 | 0.0126 | 0.0026 | 0
IT | HLI_Direct_Electric | 0.1426 | 0.1284 | 0.0996 | 0.0598 | 0.0299 | 0.012 | 0.0024 | 0
IT | HLI_Gas_Boiler | 15.5272 | 13.9745 | 10.8303 | 6.4982 | 3.2491 | 1.2997 | 0.26 | 0
IT | HLI_Hardcoal | 0.0002 | 0 | 0 | 0 | 0 | 0 | 0 | 0
IT | HLI_Oil_Boiler | 0.4572 | 0.4115 | 0.319 | 0.1914 | 0.0957 | 0.0383 | 0.0077 | 0
IT | HLR_Biomass | 8.7067 | 7.8361 | 6.073 | 3.6438 | 1.8219 | 0.7288 | 0.1458
IT | HLR_Direct_Electric | 4.1261 | 3.7135 | 2.878 | 1.7268 | 0.8634 | 0.3454 | 0.0691
IT | HLR_Gas_Boiler | 231.1132 | 208.0019 | 161.2015 | 96.7209 | 48.3605 | 19.3442 | 3.8689
IT | HLR_Oil_Boiler | 3.9803 | 3.5823 | 2.7763 | 1.6658 | 0.8329 | 0.3332 | 0.0667
IT | HMI_Biomass | 1.0979 | 0.9882 | 0.7659 | 0.4596 | 0.2298 | 0.092 | 0.0184 | 0
IT | HMI_Gas | 75.4388 | 67.895 | 52.6187 | 31.5713 | 15.7857 | 6.3143 | 1.2629 | 0
IT | HMI_HardCoal | 0.0089 | 0.0081 | 0.0063 | 0.0038 | 0.0019 | 0.0008 | 0 | 0
IT | HMI_Oil | 3.0724 | 2.7652 | 2.1431 | 1.2859 | 0.643 | 0.2572 | 0.0515 | 0
IT | HMI_Steam_Electric | 0.2769 | 0.2493 | 0.1933 | 0.116 | 0.058 | 0.0232 | 0.0047 | 0
IT | P_Biomass | 3.7 | 3.7 | 3.7 | 1.85 | 0.925 | 0.58908 | 0.4511 | 0.098733
IT | P_Coal_Hardcoal | 8.4 | 6.5448 | 4.8433 | 4.439 | 4.4351 | 4.2587 | 1.7148 | 1.7052
IT | P_Coal_Lignite | 0 | 0 | 0 | 0 | 0 | 0 | 0 | 0
IT | P_Gas | 45.7 | 43.0922 | 42.7624 | 41.971 | 39.103 | 32.4548 | 17.4456 | 2.416
IT | P_Gas_CCGT | 38.1015 | 38.1015 | 38.1015 | 38.1015 | 32.5275 | 26.9535 | 13.4768 | 0
IT | P_Gas_Engines | 0.25 | 0.25 | 0.25 | 0.25 | 0.125 | 0 | 0 | 0
IT | P_Gas_OCGT | 2.895 | 2.895 | 2.895 | 2.895 | 2.5841 | 2.2733 | 1.1366 | 0
IT | P_Nuclear | 0 | 0 | 0 | 0 | 0 | 0 | 0 | 0
IT | P_Oil | 13.9 | 11.271 | 10.2784 | 10.0093 | 0.56317 | 0.13228 | 0.0037977 | 0.0019475
IT | RES_Hydro_Large | 15.102 | 15.102 | 15.102 | 15.102 | 15.102 | 15.102 | 15.102 | 15.102
IT | RES_Hydro_Large_Base | 9.409 | 9.409 | 9.409 | 9.409 | 9.409 | 9.409 | 9.409 | 9.409
IT | RES_Hydro_Small | 7.368 | 7.368 | 7.368 | 7.368 | 7.368 | 7.368 | 7.368 | 7.368
IT | RES_PV_Utility_Avg | 19.877 | 19.877 | 19.877 | 19.877 | 10.5671 | 0 | 0 | 0
IT | RES_Wind_Offshore_Transitional | 0 | 0 | 0 | 0 | 0 | 0 | 0 | 0
IT | RES_Wind_Onshore_Avg | 10.5 | 10.5 | 10.5 | 7.5148 | 2.4503 | 0 | 0 | 0
IT | X_Gasifier | 15.1 | 14.8 | 22.8 | 22.8 | 22.8 | 22.8 | 22.8 | 22.8
LT | CHP_Biomass_Solid | 0.29189 | 0.29189 | 0.25596 | 0.22004 | 0.11002 | 0 | 0 | 0
LT | CHP_Gas_CCGT_Natural | 0.12021 | 0.12021 | 0.060106 | 0 | 0 | 0 | 0 | 0
LT | CHP_Oil | 0.0837 | 0.0837 | 0.04185 | 0 | 0 | 0 | 0 | 0
LT | D_PHS | 0.9 | 0.9 | 0.9 | 0.9 | 0.9 | 0.9 | 0.9 | 0.9
LT | HHI_DRI_EAF | 0.0129 | 0.0117 | 0.0091 | 0.0055 | 0.0028 | 0.0012 | 0.0003 | 0
LT | HHI_Scrap_EAF | 0.0001 | 0 | 0 | 0 | 0 | 0 | 0 | 0
LT | HLI_Biomass | 0.0527 | 0.0475 | 0.0369 | 0.0222 | 0.0111 | 0.0045 | 0.0009 | 0
LT | HLI_Direct_Electric | 0.0055 | 0.005 | 0.0039 | 0.0024 | 0.0012 | 0.0005 | 0 | 0
LT | HLI_Gas_Boiler | 0.5874 | 0.5287 | 0.4098 | 0.2459 | 0.123 | 0.0492 | 0.0099 | 0
LT | HLI_Hardcoal | 0.0014 | 0.0013 | 0.0011 | 0 | 0 | 0 | 0 | 0
LT | HLI_Oil_Boiler | 0.022 | 0.0198 | 0.0154 | 0.0093 | 0.0047 | 0.0019 | 0.0004 | 0
LT | HLR_Biomass | 0.7147 | 0.6433 | 0.4986 | 0.2992 | 0.1496 | 0.0599 | 0.012
LT | HLR_Direct_Electric | 0.054 | 0.0486 | 0.0377 | 0.0227 | 0.0114 | 0.0046 | 0.001
LT | HLR_Gas_Boiler | 4.5913 | 4.1322 | 3.2025 | 1.9215 | 0.9608 | 0.3844 | 0.0769
LT | HLR_Hardcoal | 0.0821 | 0.0739 | 0.0573 | 0.0344 | 0.0172 | 0.0069 | 0.0014
LT | HLR_Oil_Boiler | 0.0584 | 0.0526 | 0.0408 | 0.0245 | 0.0123 | 0.005 | 0.001
LT | HMI_Biomass | 0.1054 | 0.0949 | 0.0736 | 0.0442 | 0.0221 | 0.0089 | 0.0018 | 0
LT | HMI_Gas | 5.0859 | 4.5774 | 3.5475 | 2.1285 | 1.0643 | 0.4258 | 0.0852 | 0
LT | HMI_HardCoal | 0.0051 | 0.0046 | 0.0036 | 0.0022 | 0.0011 | 0 | 0 | 0
LT | HMI_Oil | 0.0427 | 0.0385 | 0.0299 | 0.018 | 0.009 | 0.0036 | 0.0008 | 0
LT | HMI_Steam_Electric | 0.0037 | 0.0034 | 0.0027 | 0.0017 | 0.0009 | 0 | 0 | 0
LT | P_Biomass | 0.07019 | 0.07019 | 0.07019 | 0.07019 | 0.07019 | 0.07019 | 0.069652 | 0.021524
LT | P_Coal_Hardcoal | 0 | 0 | 0 | 0 | 0 | 0 | 0 | 0
LT | P_Coal_Lignite | 0 | 0 | 0 | 0 | 0 | 0 | 0 | 0
LT | P_Gas | 0.54445 | 0.35647 | 0.32655 | 0.29664 | 0.29664 | 0.29249 | 0.28028 | 0.22989
LT | P_Gas_CCGT | 0.49 | 0.49 | 0.245 | 0 | 0 | 0 | 0 | 0
LT | P_Gas_Engines | 0.6 | 0.6 | 0.3 | 0 | 0 | 0 | 0 | 0
LT | P_Gas_OCGT | 0 | 0 | 0 | 0 | 0 | 0 | 0 | 0
LT | P_Nuclear | 0 | 0 | 0 | 0 | 0 | 0 | 0 | 0
LT | P_Oil | 1.2039 | 0.72234 | 0.12039 | 0 | 0 | 0 | 0 | 0
LT | RES_Hydro_Large | 0.116 | 0.116 | 0.116 | 0.116 | 0.116 | 0.116 | 0.116 | 0.116
LT | RES_Hydro_Small | 0.2 | 0.2 | 0.2 | 0.2 | 0.2 | 0.2 | 0.2 | 0.2
LT | RES_PV_Utility_Avg | 0.071 | 0.071 | 0.071 | 0.071 | 0.071 | 0 | 0 | 0
LT | RES_Wind_Offshore_Transitional | 0 | 0 | 0 | 0 | 0 | 0 | 0 | 0
LT | RES_Wind_Onshore_Avg | 0.5 | 0.5 | 0.5 | 0.49861 | 0.20483 | 0 | 0 | 0
LT | X_Gasifier | 4 | 4 | 4 | 4 | 4 | 4 | 4 | 4
LU | CHP_Biomass_Solid | 0.05621 | 0.05621 | 0.028105 | 0 | 0 | 0 | 0 | 0
LU | CHP_Gas_CCGT_Natural | 0.051707 | 0.051707 | 0.051707 | 0.051707 | 0.051707 | 0.051707 | 0.025854 | 0
LU | D_PHS | 1.21 | 1.21 | 1.21 | 1.21 | 1.21 | 1.21 | 1.21 | 1.21
LU | HHI_BF_BOF | 0.5069 | 0.4563 | 0.3537 | 0.2123 | 0.1062 | 0.0425 | 0.0085 | 0
LU | HHI_DRI_EAF | 0.1077 | 0.097 | 0.0752 | 0.0452 | 0.0226 | 0.0091 | 0.0019 | 0
LU | HHI_Scrap_EAF | 0.3037 | 0.2734 | 0.2119 | 0.1272 | 0.0636 | 0.0255 | 0.0051 | 0
LU | HLI_Biomass | 0.0055 | 0.005 | 0.0039 | 0.0024 | 0.0012 | 0.0005 | 0 | 0
LU | HLI_Direct_Electric | 0.004 | 0.0036 | 0.0028 | 0.0017 | 0.0009 | 0 | 0 | 0
LU | HLI_Gas_Boiler | 0.0759 | 0.0684 | 0.0531 | 0.0319 | 0.016 | 0.0064 | 0.0013 | 0
LU | HLI_Hardcoal | 0.0013 | 0.0012 | 0.001 | 0 | 0 | 0 | 0 | 0
LU | HLI_Oil_Boiler | 0.0009 | 0 | 0 | 0 | 0 | 0 | 0 | 0
LU | HLR_Biomass | 0.032 | 0.0288 | 0.0224 | 0.0135 | 0.0068 | 0.0028 | 0.0006
LU | HLR_Direct_Electric | 0.0521 | 0.0469 | 0.0364 | 0.0219 | 0.011 | 0.0044 | 0.0009
LU | HLR_Gas_Boiler | 2.4663 | 2.2197 | 1.7203 | 1.0322 | 0.5161 | 0.2065 | 0.0413
LU | HLR_Hardcoal | 0.0009 | 0 | 0 | 0 | 0 | 0 | 0
LU | HLR_Oil_Boiler | 0.33 | 0.297 | 0.2302 | 0.1382 | 0.0691 | 0.0277 | 0.0056
LU | HMI_Gas | 1.0581 | 0.9523 | 0.7381 | 0.4429 | 0.2215 | 0.0886 | 0.0178 | 0
LU | HMI_Oil | 0.0399 | 0.036 | 0.0279 | 0.0168 | 0.0084 | 0.0034 | 0.0007 | 0
LU | HMI_Steam_Electric | 0.0103 | 0.0093 | 0.0073 | 0.0044 | 0.0022 | 0.0009 | 0 | 0
LU | P_Biomass | 0.221 | 0.021 | 0.021 | 0.01 | 0.01 | 0.0070968 | 0.0058065 | 0.0058065
LU | P_Coal_Hardcoal | 0 | 0 | 0 | 0 | 0 | 0 | 0 | 0
LU | P_Coal_Lignite | 0 | 0 | 0 | 0 | 0 | 0 | 0 | 0
LU | P_Gas | 0.52 | 0.52 | 0.52 | 0.51943 | 0.49028 | 0.45235 | 0.0014103 | 0
LU | P_Gas_CCGT | 0 | 0 | 0 | 0 | 0 | 0 | 0 | 0
LU | P_Gas_OCGT | 0.015145 | 0.015145 | 0.013435 | 0.011725 | 0.01121 | 0.010695 | 0.0053474 | 0
LU | P_Nuclear | 0 | 0 | 0 | 0 | 0 | 0 | 0 | 0
LU | P_Oil | 0.01 | 0.006 | 0.001 | 0 | 0 | 0 | 0 | 0
LU | RES_Hydro_Large | 1.21 | 1.21 | 1.21 | 1.21 | 1.21 | 1.21 | 1.21 | 1.21
LU | RES_Hydro_Small | 0.04 | 0.04 | 0.04 | 0.04 | 0.04 | 0.04 | 0.04 | 0.04
LU | RES_PV_Utility_Avg | 0.114 | 0.114 | 0.061781 | 0 | 0 | 0 | 0 | 0
LU | RES_Wind_Offshore_Transitional | 0 | 0 | 0 | 0 | 0 | 0 | 0 | 0
LU | RES_Wind_Onshore_Avg | 0.06 | 0.06 | 0.06 | 0.0247 | 0.014479 | 0 | 0 | 0
LV | CHP_Biomass_Solid | 0.55537 | 0.55537 | 0.27768 | 0 | 0 | 0 | 0 | 0
LV | CHP_Coal_Hardcoal | 0.006417 | 0.006417 | 0.0037957 | 0.0011744 | 0.00058722 | 0 | 0 | 0
LV | CHP_Gas_CCGT_Natural | 0.7081 | 0.7081 | 0.35405 | 0 | 0 | 0 | 0 | 0
LV | D_PHS | 0 | 0 | 0 | 0 | 0 | 0 | 0 | 0
LV | HHI_DRI_EAF | 0.012 | 0.0108 | 0.0084 | 0.0051 | 0.0026 | 0.0011 | 0 | 0
LV | HHI_Scrap_EAF | 0.0362 | 0.0326 | 0.0253 | 0.0152 | 0.0076 | 0.0031 | 0.0007 | 0
LV | HLI_Biomass | 0.0699 | 0.063 | 0.0489 | 0.0294 | 0.0147 | 0.0059 | 0.0012 | 0
LV | HLI_Direct_Electric | 0.0059 | 0.0054 | 0.0042 | 0.0026 | 0.0013 | 0.0006 | 0 | 0
LV | HLI_Gas_Boiler | 0.1741 | 0.1567 | 0.1215 | 0.0729 | 0.0365 | 0.0146 | 0.003 | 0
LV | HLI_Hardcoal | 0.0003 | 0 | 0 | 0 | 0 | 0 | 0 | 0
LV | HLI_Oil_Boiler | 0.0066 | 0.006 | 0.0047 | 0.0029 | 0.0015 | 0.0006 | 0 | 0
LV | HLR_Biomass | 0.7319 | 0.6588 | 0.5106 | 0.3064 | 0.1532 | 0.0613 | 0.0123
LV | HLR_Direct_Electric | 0.0685 | 0.0617 | 0.0479 | 0.0288 | 0.0144 | 0.0058 | 0.0012
LV | HLR_Gas_Boiler | 4.6063 | 4.1457 | 3.213 | 1.9278 | 0.9639 | 0.3856 | 0.0772
LV | HLR_Hardcoal | 0.0248 | 0.0224 | 0.0174 | 0.0105 | 0.0053 | 0.0022 | 0.0005
LV | HLR_Oil_Boiler | 0.1376 | 0.1239 | 0.0961 | 0.0577 | 0.0289 | 0.0116 | 0.0024
LV | HMI_Biomass | 0.1896 | 0.1707 | 0.1323 | 0.0794 | 0.0397 | 0.0159 | 0.0032 | 0
LV | HMI_Gas | 1.8713 | 1.6842 | 1.3053 | 0.7832 | 0.3916 | 0.1567 | 0.0314 | 0
LV | HMI_HardCoal | 0.0027 | 0.0025 | 0.002 | 0.0012 | 0.0006 | 0 | 0 | 0
LV | HMI_Oil | 0.1054 | 0.0949 | 0.0736 | 0.0442 | 0.0221 | 0.0089 | 0.0018 | 0
LV | HMI_Steam_Electric | 0.0031 | 0.0028 | 0.0022 | 0.0014 | 0.0007 | 0 | 0 | 0
LV | P_Biomass | 0.13 | 0.13 | 0.13 | 0.13 | 0.13 | 0.12142 | 0.107 | 0.107
LV | P_Coal_Hardcoal | 0 | 0 | 0 | 0 | 0 | 0 | 0 | 0
LV | P_Coal_Lignite | 0 | 0 | 0 | 0 | 0 | 0 | 0 | 0
LV | P_Gas | 1.031 | 1.031 | 1.031 | 1.031 | 1.0025 | 0.99412 | 0.84921 | 0.39155
LV | P_Gas_CCGT | 1.024 | 1.024 | 0.90838 | 0.79275 | 0.75793 | 0.72311 | 0.36156 | 0
LV | P_Gas_OCGT | 0 | 0 | 0 | 0 | 0 | 0 | 0 | 0
LV | P_Nuclear | 0 | 0 | 0 | 0 | 0 | 0 | 0 | 0
LV | P_Oil | 0.109 | 0.0654 | 0.0109 | 0 | 0 | 0 | 0 | 0
LV | RES_Hydro_Large | 0 | 0 | 0 | 0 | 0 | 0 | 0 | 0
LV | RES_Hydro_Small | 1.594 | 1.594 | 1.594 | 1.594 | 1.594 | 1.594 | 1.594 | 1.594
LV | RES_PV_Utility_Avg | 0 | 0 | 0 | 0 | 0 | 0 | 0 | 0
LV | RES_Wind_Offshore_Transitional | 0 | 0 | 0 | 0 | 0 | 0 | 0 | 0
LV | RES_Wind_Onshore_Avg | 0.135 | 0.135 | 0.135 | 0.010465 | 0 | 0 | 0 | 0
ME | D_PHS | 0.65 | 0.65 | 0.65 | 0.65 | 0.65 | 0.65 | 0.65 | 0.65
ME | P_Biomass | 0 | 0 | 0 | 0 | 0 | 0 | 0 | 0
ME | P_Coal_Hardcoal | 0 | 0 | 0 | 0 | 0 | 0 | 0 | 0
ME | P_Coal_Lignite | 0.2 | 0.2 | 0 | 0 | 0 | 0 | 0 | 0
ME | P_Nuclear | 0 | 0 | 0 | 0 | 0 | 0 | 0 | 0
ME | P_Oil | 0 | 0 | 0 | 0 | 0 | 0 | 0 | 0
ME | RES_PV_Utility_Avg | 0 | 0 | 0 | 0 | 0 | 0 | 0 | 0
ME | RES_Wind_Offshore_Transitional | 0 | 0 | 0 | 0 | 0 | 0 | 0 | 0
ME | RES_Wind_Onshore_Avg | 0 | 0 | 0 | 0 | 0 | 0 | 0 | 0
MK | D_PHS | 0.566 | 0.566 | 0.566 | 0.566 | 0.566 | 0.566 | 0.566 | 0.566
MK | P_Biomass | 0.016 | 0.0128 | 0.0088 | 0.0048 | 0.0008 | 0 | 0 | 0
MK | P_Coal_Hardcoal | 0 | 0 | 0 | 0 | 0 | 0 | 0 | 0
MK | P_Coal_Lignite | 0.615 | 0.52171 | 0.1739 | 0 | 0 | 0 | 0 | 0
MK | P_Gas | 0.23 | 0.23 | 0.23 | 0.23 | 0.23 | 0.23 | 0.23 | 0.2055
MK | P_Nuclear | 0 | 0 | 0 | 0 | 0 | 0 | 0 | 0
MK | P_Oil | 0.198 | 0 | 0 | 0 | 0 | 0 | 0 | 0
MK | RES_PV_Utility_Avg | 0.019 | 0.019 | 0.019 | 0.019 | 0 | 0 | 0 | 0
MK | RES_Wind_Offshore_Transitional | 0 | 0 | 0 | 0 | 0 | 0 | 0 | 0
MK | RES_Wind_Onshore_Avg | 0.065 | 0.065 | 0.065 | 0.065 | 0.065 | 0 | 0 | 0
na | CHP_Gas_CCGT_Natural | 0.257 | 0.257 | 0.242 | 0.227 | 0.227 | 0.227 | 0.1135 | 0
na | CHP_Oil | 0.03 | 0.03 | 0.015 | 0 | 0 | 0 | 0 | 0
na | P_Gas_CCGT | 0.2 | 0.2 | 0.1 | 0 | 0 | 0 | 0 | 0
na | P_Gas_Engines | 0.144 | 0.144 | 0.072 | 0 | 0 | 0 | 0 | 0
NL | CHP_Biomass_Solid | 0.77303 | 0.77303 | 0.67789 | 0.58275 | 0.29137 | 0 | 0 | 0
NL | CHP_Coal_Hardcoal | 0.25308 | 0.25308 | 0.1497 | 0.046319 | 0.023159 | 0 | 0 | 0
NL | CHP_Gas_CCGT_Natural | 7.0833 | 7.0833 | 6.7886 | 6.4938 | 5.8078 | 5.1218 | 2.5609 | 0
NL | CHP_Oil | 0.34926 | 0.34926 | 0.17463 | 0 | 0 | 0 | 0 | 0
NL | D_PHS | 0 | 0 | 0 | 0 | 0 | 0 | 0 | 0
NL | HHI_BF_BOF | 7.1748 | 6.4574 | 5.0045 | 3.0027 | 1.5014 | 0.6006 | 0.1202 | 0
NL | HHI_DRI_EAF | 1.536 | 1.3824 | 1.0714 | 0.6429 | 0.3215 | 0.1286 | 0.0258 | 0
NL | HHI_Scrap_EAF | 0.0855 | 0.077 | 0.0597 | 0.0359 | 0.018 | 0.0072 | 0.0015 | 0
NL | HLI_Biomass | 0.0884 | 0.0796 | 0.0617 | 0.0371 | 0.0186 | 0.0075 | 0.0015 | 0
NL | HLI_Direct_Electric | 0.0381 | 0.0343 | 0.0266 | 0.016 | 0.008 | 0.0032 | 0.0007 | 0
NL | HLI_Gas_Boiler | 8.1856 | 7.3671 | 5.7096 | 3.4258 | 1.7129 | 0.6852 | 0.1371 | 0
NL | HLI_Hardcoal | 0.0207 | 0.0187 | 0.0145 | 0.0087 | 0.0044 | 0.0018 | 0.0004 | 0
NL | HLI_Oil_Boiler | 0.4214 | 0.3793 | 0.294 | 0.1764 | 0.0882 | 0.0353 | 0.0071 | 0
NL | HLR_Biomass | 0.7966 | 0.717 | 0.5557 | 0.3335 | 0.1668 | 0.0668 | 0.0134
NL | HLR_Direct_Electric | 0.8862 | 0.7976 | 0.6182 | 0.371 | 0.1855 | 0.0742 | 0.0149
NL | HLR_Gas_Boiler | 52.8778 | 47.5901 | 36.8824 | 22.1295 | 11.0648 | 4.426 | 0.8852
NL | HLR_Hardcoal | 0.0018 | 0.0017 | 0.0014 | 0.0009 | 0 | 0 | 0
NL | HLR_Oil_Boiler | 0.283 | 0.2547 | 0.1974 | 0.1185 | 0.0593 | 0.0238 | 0.0048
NL | HMI_Biomass | 0.1985 | 0.1787 | 0.1385 | 0.0831 | 0.0416 | 0.0167 | 0.0034 | 0
NL | HMI_Gas | 58.1172 | 52.3055 | 40.5368 | 24.3221 | 12.1611 | 4.8645 | 0.9729 | 0
NL | HMI_HardCoal | 0.0419 | 0.0378 | 0.0293 | 0.0176 | 0.0088 | 0.0036 | 0.0008 | 0
NL | HMI_Oil | 0.0326 | 0.0294 | 0.0228 | 0.0137 | 0.0069 | 0.0028 | 0.0006 | 0
NL | HMI_Steam_Electric | 0.0689 | 0.0621 | 0.0482 | 0.029 | 0.0145 | 0.0058 | 0.0012 | 0
NL | P_Biomass | 1.468 | 1.101 | 0.82575 | 0.61931 | 0.46448 | 0 | 0 | 0
NL | P_Coal_Hardcoal | 5.66 | 5.66 | 4.4038 | 3.6535 | 2.9149 | 2.4194 | 0.93054 | 0.93054
NL | P_Coal_Lignite | 0 | 0 | 0 | 0 | 0 | 0 | 0 | 0
NL | P_Gas | 19.64 | 18.0127 | 17.3093 | 15.2867 | 13.0097 | 8.734 | 7.4568 | 4.1411
NL | P_Gas_CCGT | 12.5084 | 12.5084 | 12.2401 | 11.9719 | 11.0288 | 10.0858 | 5.0429 | 0
NL | P_Gas_Engines | 0.642 | 0.642 | 0.467 | 0.292 | 0.292 | 0.292 | 0.146 | 0
NL | P_Gas_OCGT | 0.40114 | 0.40114 | 0.35585 | 0.31055 | 0.29691 | 0.28327 | 0.14164 | 0
NL | P_Nuclear | 0.486 | 0.486 | 0 | 0 | 0 | 0 | 0 | 0
NL | P_Oil | 1.545 | 1.545 | 1.545 | 1.545 | 0 | 0 | 0 | 0
NL | RES_Hydro_Large | 0 | 0 | 0 | 0 | 0 | 0 | 0 | 0
NL | RES_Hydro_Small | 0.038 | 0.038 | 0.038 | 0.038 | 0.038 | 0.038 | 0.038 | 0.038
NL | RES_PV_Utility_Avg | 4.181 | 4.181 | 4.181 | 4.181 | 4.181 | 0 | 0 | 0
NL | RES_Wind_Offshore_Transitional | 1.1 | 1.1 | 1.1 | 0.3464 | 0 | 0 | 0 | 0
NL | RES_Wind_Onshore_Avg | 3.4 | 3.4 | 3.4 | 1.717 | 0.90105 | 0 | 0 | 0
NL | X_Gasifier | 12 | 12 | 12 | 12 | 12 | 12 | 12 | 12
NO | CHP_Biomass_Solid | 0.054 | 0.054 | 0.027 | 0 | 0 | 0 | 0 | 0
NO | CHP_Gas_CCGT_Natural | 0.37 | 0.37 | 0.185 | 0 | 0 | 0 | 0 | 0
NO | D_PHS | 1.3 | 1.3 | 1.3 | 1.3 | 1.3 | 1.3 | 1.3 | 1.3
NO | HHI_BF_BOF | 13.5865 | 12.2279 | 9.4767 | 5.6861 | 2.8431 | 1.1373 | 0.2275 | 0
NO | HHI_DRI_EAF | 0.1761 | 0.1585 | 0.1229 | 0.0738 | 0.0369 | 0.0148 | 0.003 | 0
NO | HHI_Scrap_EAF | 0.365 | 0.3285 | 0.2546 | 0.1528 | 0.0764 | 0.0306 | 0.0062 | 0
NO | HLI_Biomass | 0.0937 | 0.0844 | 0.0655 | 0.0393 | 0.0197 | 0.0079 | 0.0016 | 0
NO | HLI_Direct_Electric | 0.0333 | 0.03 | 0.0233 | 0.014 | 0.007 | 0.0028 | 0.0006 | 0
NO | HLI_Gas_Boiler | 1.4556 | 1.3101 | 1.0154 | 0.6093 | 0.3047 | 0.1219 | 0.0244 | 0
NO | HLI_Oil_Boiler | 0.1836 | 0.1653 | 0.1282 | 0.077 | 0.0385 | 0.0154 | 0.0031 | 0
NO | HLR_Biomass | 0.7139 | 0.6426 | 0.4981 | 0.2989 | 0.1495 | 0.0598 | 0.012
NO | HLR_Gas_Boiler | 10.095 | 9.0855 | 7.0413 | 4.2248 | 2.1124 | 0.845 | 0.169
NO | HLR_Oil_Boiler | 0.327 | 0.2943 | 0.2281 | 0.1369 | 0.0685 | 0.0274 | 0.0055
NO | HMI_Biomass | 0.0643 | 0.0579 | 0.0449 | 0.027 | 0.0135 | 0.0054 | 0.0011 | 0
NO | HMI_Gas | 1.4997 | 1.3498 | 1.0461 | 0.6277 | 0.3139 | 0.1256 | 0.0252 | 0
NO | HMI_HardCoal | 0.1334 | 0.1201 | 0.0931 | 0.0559 | 0.028 | 0.0112 | 0.0023 | 0
NO | HMI_Oil | 0.0606 | 0.0546 | 0.0424 | 0.0255 | 0.0128 | 0.0052 | 0.0011 | 0
NO | HMI_Steam_Electric | 0.0082 | 0.0074 | 0.0058 | 0.0035 | 0.0018 | 0.0008 | 0 | 0
NO | P_Biomass | 0.55 | 0.4125 | 0.30938 | 0.23203 | 0.17402 | 0 | 0 | 0
NO | P_Coal_Hardcoal | 0 | 0 | 0 | 0 | 0 | 0 | 0 | 0
NO | P_Coal_Lignite | 0 | 0 | 0 | 0 | 0 | 0 | 0 | 0
NO | P_Gas | 1.2 | 1.1986 | 1.1546 | 1.1107 | 1.1105 | 1.1091 | 1.1017 | 0.053681
NO | P_Gas_CCGT | 0 | 0 | 0 | 0 | 0 | 0 | 0 | 0
NO | P_Gas_OCGT | 0.426 | 0.426 | 0.213 | 0 | 0 | 0 | 0 | 0
NO | P_Nuclear | 0 | 0 | 0 | 0 | 0 | 0 | 0 | 0
NO | P_Oil | 0 | 0 | 0 | 0 | 0 | 0 | 0 | 0
NO | RES_Hydro_Large | 24.4752 | 24.4752 | 24.4752 | 24.4752 | 24.4752 | 24.4752 | 24.4752 | 24.4752
NO | RES_Hydro_Large_Base | 23.4 | 23.4 | 23.4 | 23.4 | 23.4 | 23.4 | 23.4 | 23.4
NO | RES_Hydro_Small | 8.4738 | 8.4738 | 8.4738 | 8.4738 | 8.4738 | 8.4738 | 8.4738 | 8.4738
NO | RES_PV_Utility_Avg | 0 | 0 | 0 | 0 | 0 | 0 | 0 | 0
NO | RES_Wind_Offshore_Transitional | 0 | 0 | 0 | 0 | 0 | 0 | 0 | 0
NO | RES_Wind_Onshore_Avg | 3.9768 | 3.9768 | 3.9768 | 3.613 | 3.503 | 3.053 | 0 | 0
NO | X_Gasifier | 0 | 0.1 | 0.1 | 0.1 | 0.1 | 0.1 | 0.1 | 0.1
NONEU_Balkan | CHP_Gas_CCGT_Natural | 0.308 | 0.308 | 0.154 | 0 | 0 | 0 | 0 | 0
NONEU_Balkan | CHP_Oil | 0.028 | 0.028 | 0.014 | 0 | 0 | 0 | 0 | 0
NONEU_Balkan | HHI_BF_BOF | 2.4269 | 2.1843 | 1.6929 | 1.0158 | 0.5079 | 0.2032 | 0.0407 | 0
NONEU_Balkan | HHI_DRI_EAF | 0.275 | 0.2475 | 0.1919 | 0.1152 | 0.0576 | 0.0231 | 0.0047 | 0
NONEU_Balkan | HHI_Scrap_EAF | 0.0037 | 0.0034 | 0.0027 | 0.0017 | 0.0009 | 0 | 0 | 0
NONEU_Balkan | HLI_Biomass | 0.1002 | 0.0902 | 0.07 | 0.042 | 0.021 | 0.0084 | 0.0017 | 0
NONEU_Balkan | HLI_Direct_Electric | 0.0189 | 0.0171 | 0.0133 | 0.008 | 0.004 | 0.0016 | 0.0004 | 0
NONEU_Balkan | HLI_Gas_Boiler | 1.7054 | 1.5349 | 1.1896 | 0.7138 | 0.3569 | 0.1428 | 0.0286 | 0
NONEU_Balkan | HLI_Hardcoal | 0.0142 | 0.0128 | 0.01 | 0.006 | 0.003 | 0.0012 | 0.0003 | 0
NONEU_Balkan | HLI_Lignite | 0.0552 | 0.0497 | 0.0386 | 0.0232 | 0.0116 | 0.0047 | 0.001 | 0
NONEU_Balkan | HLI_Oil_Boiler | 0.1988 | 0.179 | 0.1388 | 0.0833 | 0.0417 | 0.0167 | 0.0034 | 0
NONEU_Balkan | HLR_Biomass | 3.9505 | 3.5555 | 2.7556 | 1.6534 | 0.8267 | 0.3307 | 0.0662
NONEU_Balkan | HLR_Gas_Boiler | 6.2256 | 5.6031 | 4.3425 | 2.6055 | 1.3028 | 0.5212 | 0.1043
NONEU_Balkan | HLR_Hardcoal | 0.7765 | 0.6989 | 0.5417 | 0.3251 | 0.1626 | 0.0651 | 0.0131
NONEU_Balkan | HLR_Oil_Boiler | 0.847 | 0.7623 | 0.5908 | 0.3545 | 0.1773 | 0.071 | 0.0142
NONEU_Balkan | HMI_Biomass | 0.1688 | 0.152 | 0.1178 | 0.0707 | 0.0354 | 0.0142 | 0.0029 | 0
NONEU_Balkan | HMI_Gas | 5.1758 | 4.6583 | 3.6102 | 2.1662 | 1.0831 | 0.4333 | 0.0867 | 0
NONEU_Balkan | HMI_HardCoal | 0.224 | 0.2016 | 0.1563 | 0.0938 | 0.0469 | 0.0188 | 0.0038 | 0
NONEU_Balkan | HMI_Oil | 0.6536 | 0.5883 | 0.456 | 0.2736 | 0.1368 | 0.0548 | 0.011 | 0
NONEU_Balkan | HMI_Steam_Electric | 0.0136 | 0.0123 | 0.0096 | 0.0058 | 0.0029 | 0.0012 | 0.0003 | 0
NONEU_Balkan | P_Biomass | 0.016 | 0.016 | 0.016 | 0.016 | 0.016 | 0.016 | 0.016 | 0.016
NONEU_Balkan | P_Coal_Hardcoal | 0 | 0 | 0 | 0 | 0 | 0 | 0 | 0
NONEU_Balkan | P_Coal_Lignite | 8.404 | 8.404 | 8.404 | 8.404 | 8.404 | 8.404 | 8.404 | 8.404
NONEU_Balkan | P_Gas | 0.54 | 0.54 | 0.54 | 0.54 | 0.54 | 0.54 | 0.54 | 0.54
NONEU_Balkan | P_Nuclear | 0 | 0 | 0 | 0 | 0 | 0 | 0 | 0
NONEU_Balkan | P_Oil | 0.198 | 0.198 | 0.198 | 0.198 | 0.198 | 0.198 | 0.198 | 0.198
NONEU_Balkan | RES_Hydro_Large | 4.409 | 4.409 | 4.409 | 4.409 | 4.409 | 4.409 | 4.409 | 4.409
NONEU_Balkan | RES_Hydro_Small | 3.624 | 3.624 | 3.624 | 3.624 | 3.624 | 3.624 | 3.624 | 3.624
NONEU_Balkan | RES_PV_Utility_Avg | 0.019 | 0.019 | 0.019 | 0.019 | 0.019 | 0.019 | 0.019 | 0.019
NONEU_Balkan | RES_Wind_Offshore_Transitional | 0 | 0 | 0 | 0 | 0 | 0 | 0 | 0
NONEU_Balkan | RES_Wind_Onshore_Avg | 2.813 | 2.813 | 2.813 | 2.813 | 2.813 | 2.813 | 2.813 | 2.813
PL | CHP_Biomass_Solid | 1.301 | 1.301 | 1.301 | 1.301 | 1.301 | 1.301 | 0.65048 | 0
PL | CHP_Coal_Hardcoal | 6.6964 | 6.6964 | 3.961 | 1.2256 | 0.6128 | 0 | 0 | 0
PL | CHP_Gas_CCGT_Natural | 1.2405 | 1.2405 | 1.2414 | 1.2422 | 1.1001 | 0.9579 | 0.47895 | 0
PL | CHP_Oil | 0.70595 | 0.70595 | 0.35298 | 0 | 0 | 0 | 0 | 0
PL | D_PHS | 1.413 | 1.413 | 1.413 | 1.413 | 1.413 | 1.413 | 1.413 | 1.413
PL | HHI_BF_BOF | 7.8785 | 7.0907 | 5.4953 | 3.2972 | 1.6486 | 0.6595 | 0.1319 | 0
PL | HHI_DRI_EAF | 1.2588 | 1.133 | 0.8781 | 0.5269 | 0.2635 | 0.1054 | 0.0211 | 0
PL | HHI_Scrap_EAF | 0.7791 | 0.7012 | 0.5435 | 0.3261 | 0.1631 | 0.0653 | 0.0131 | 0
PL | HLI_Biomass | 1.1235 | 1.0112 | 0.7837 | 0.4703 | 0.2352 | 0.0941 | 0.0189 | 0
PL | HLI_Direct_Electric | 0.0316 | 0.0285 | 0.0221 | 0.0133 | 0.0067 | 0.0027 | 0.0006 | 0
PL | HLI_Gas_Boiler | 8.9041 | 8.0137 | 6.2107 | 3.7265 | 1.8633 | 0.7454 | 0.1491 | 0
PL | HLI_Hardcoal | 0.7346 | 0.6612 | 0.5125 | 0.3075 | 0.1538 | 0.0616 | 0.0124 | 0
PL | HLI_Lignite | 0.0037 | 0.0034 | 0.0027 | 0.0017 | 0.0009 | 0 | 0 | 0
PL | HLI_Oil_Boiler | 0.1755 | 0.158 | 0.1225 | 0.0735 | 0.0368 | 0.0148 | 0.003 | 0
PL | HLR_Biomass | 3.818 | 3.4362 | 2.6631 | 1.5979 | 0.799 | 0.3196 | 0.064
PL | HLR_Direct_Electric | 1.4896 | 1.3407 | 1.0391 | 0.6235 | 0.3118 | 0.1248 | 0.025
PL | HLR_Gas_Boiler | 68.9307 | 62.0377 | 48.0793 | 28.8476 | 14.4238 | 5.7696 | 1.154
PL | HLR_Hardcoal | 9.2907 | 8.3617 | 6.4804 | 3.8883 | 1.9442 | 0.7777 | 0.1556
PL | HLR_Oil_Boiler | 1.3582 | 1.2224 | 0.9474 | 0.5685 | 0.2843 | 0.1138 | 0.0228
PL | HMI_Biomass | 0.4209 | 0.3789 | 0.2937 | 0.1763 | 0.0882 | 0.0353 | 0.0071 | 0
PL | HMI_Gas | 31.8177 | 28.636 | 22.1929 | 13.3158 | 6.6579 | 2.6632 | 0.5327 | 0
PL | HMI_HardCoal | 7.2593 | 6.5334 | 5.0634 | 3.0381 | 1.5191 | 0.6077 | 0.1216 | 0
PL | HMI_Oil | 0.4881 | 0.4393 | 0.3405 | 0.2043 | 0.1022 | 0.0409 | 0.0082 | 0
PL | HMI_Steam_Electric | 0.072 | 0.0648 | 0.0503 | 0.0302 | 0.0151 | 0.0061 | 0.0013 | 0
PL | P_Biomass | 1.898 | 1.755 | 0.87752 | 0.43876 | 0.21938 | 0.10969 | 0.054845 | 0.027422
PL | P_Coal_Hardcoal | 17.1902 | 13.2021 | 8.9452 | 4.5964 | 3.313 | 3.0825 | 2.0778 | 1.1536
PL | P_Coal_Lignite | 8.283 | 5.8182 | 3.513 | 1.8664 | 1.8086 | 1.1811 | 1.1811 | 0.76366
PL | P_Gas | 1.6318 | 1.5905 | 1.5905 | 1.568 | 1.568 | 1.2534 | 0.30804 | 0.24216
PL | P_Gas_CCGT | 0.7413 | 0.7413 | 0.6576 | 0.57389 | 0.54869 | 0.52348 | 0.26174 | 0
PL | P_Gas_OCGT | 0.117 | 0.117 | 0.10379 | 0.090578 | 0.0866 | 0.082621 | 0.041311 | 0
PL | P_Nuclear | 0 | 0 | 0 | 0 | 0 | 0 | 0 | 0
PL | P_Oil | 2.3211 | 1.3926 | 0.23211 | 0 | 0 | 0 | 0 | 0
PL | RES_Hydro_Large | 2.391 | 2.391 | 2.391 | 2.391 | 2.391 | 2.391 | 2.391 | 2.391
PL | RES_Hydro_Small | 0.959 | 0.959 | 0.959 | 0.959 | 0.959 | 0.959 | 0.959 | 0.959
PL | RES_PV_Utility_Avg | 0.496 | 0.496 | 0.496 | 0.496 | 0.496 | 0 | 0 | 0
PL | RES_Wind_Offshore_Transitional | 0 | 0 | 0 | 0 | 0 | 0 | 0 | 0
PL | RES_Wind_Onshore_Avg | 5.1 | 5.1 | 5.1 | 4.3589 | 2.6763 | 0 | 0 | 0
PL | X_Gasifier | 4.6728 | 5 | 5 | 5 | 5 | 5 | 5 | 5
PT | CHP_Biomass_Solid | 0.57226 | 0.57226 | 0.50183 | 0.4314 | 0.2157 | 0 | 0 | 0
PT | CHP_Gas_CCGT_Natural | 1.0702 | 0.57017 | 0.57505 | 0.57993 | 0.57993 | 0.57993 | 0.28997 | 0
PT | CHP_Oil | 0.087254 | 0.087254 | 0.043627 | 0 | 0 | 0 | 0 | 0
PT | D_PHS | 0 | 0 | 0 | 0 | 0 | 0 | 0 | 0
PT | HHI_BF_BOF | 0.4296 | 0.3867 | 0.2997 | 0.1799 | 0.09 | 0.036 | 0.0072 | 0
PT | HHI_DRI_EAF | 0.1911 | 0.172 | 0.1333 | 0.08 | 0.04 | 0.016 | 0.0032 | 0
PT | HHI_Scrap_EAF | 0.2381 | 0.2143 | 0.1661 | 0.0997 | 0.0499 | 0.02 | 0.004 | 0
PT | HLI_Biomass | 2.9369 | 2.6433 | 2.0486 | 1.2292 | 0.6146 | 0.2459 | 0.0492 | 0
PT | HLI_Direct_Electric | 1.5238 | 1.3715 | 1.063 | 0.6378 | 0.3189 | 0.1276 | 0.0256 | 0
PT | HLI_Gas_Boiler | 12 | 10.8 | 8.37 | 5.022 | 2.511 | 1.0044 | 0.2009 | 0
PT | HLI_Oil_Boiler | 2.5911 | 2.332 | 1.8073 | 1.0844 | 0.5422 | 0.2169 | 0.0434 | 0
PT | HLR_Biomass | 1.0387 | 0.9349 | 0.7246 | 0.4348 | 0.2174 | 0.087 | 0.0174
PT | HLR_Direct_Electric | 1.6531 | 1.4878 | 1.1531 | 0.6919 | 0.346 | 0.1384 | 0.0277
PT | HLR_Gas_Boiler | 9.7439 | 8.7696 | 6.7965 | 4.0779 | 2.039 | 0.8156 | 0.1632
PT | HLR_Oil_Boiler | 0.8085 | 0.7277 | 0.564 | 0.3384 | 0.1692 | 0.0677 | 0.0136
PT | HMI_Biomass | 0.0976 | 0.0879 | 0.0682 | 0.041 | 0.0205 | 0.0082 | 0.0017 | 0
PT | HMI_Gas | 13.7208 | 12.3488 | 9.5704 | 5.7423 | 2.8712 | 1.1485 | 0.2297 | 0
PT | HMI_HardCoal | 0.0639 | 0.0576 | 0.0447 | 0.0269 | 0.0135 | 0.0054 | 0.0011 | 0
PT | HMI_Oil | 0.3502 | 0.3152 | 0.2443 | 0.1466 | 0.0733 | 0.0294 | 0.0059 | 0
PT | HMI_Steam_Electric | 0.0531 | 0.0478 | 0.0371 | 0.0223 | 0.0112 | 0.0045 | 0.0009 | 0
PT | P_Biomass | 0.613 | 0.613 | 0.613 | 0.3065 | 0.15325 | 0 | 0 | 0
PT | P_Coal_Hardcoal | 1.756 | 1.756 | 1.756 | 1.756 | 1.468 | 0.5872 | 0 | 0
PT | P_Coal_Lignite | 0 | 0 | 0 | 0 | 0 | 0 | 0 | 0
PT | P_Gas | 3.829 | 3.8176 | 3.8176 | 3.8169 | 3.8037 | 2.8148 | 1.9636 | 0.69402
PT | P_Gas_CCGT | 3.892 | 3.892 | 3.3888 | 2.8857 | 2.8857 | 2.8857 | 1.4429 | 0
PT | P_Gas_OCGT | 0 | 0 | 0 | 0 | 0 | 0 | 0 | 0
PT | P_Nuclear | 0 | 0 | 0 | 0 | 0 | 0 | 0 | 0
PT | P_Oil | 1.3185 | 0.7911 | 0.13185 | 0 | 0 | 0 | 0 | 0
PT | RES_Hydro_Large | 0 | 0 | 0 | 0 | 0 | 0 | 0 | 0
PT | RES_Hydro_Small | 4.373 | 4.373 | 4.373 | 4.373 | 4.373 | 4.373 | 4.373 | 4.373
PT | RES_PV_Utility_Avg | 0.66 | 0.66 | 0.66 | 0.66 | 0.66 | 0 | 0 | 0
PT | RES_Wind_Offshore_Transitional | 0 | 0 | 0 | 0 | 0 | 0 | 0 | 0
PT | RES_Wind_Onshore_Avg | 4.942 | 4.942 | 4.942 | 3.5554 | 0.37148 | 0 | 0 | 0
PT | X_Gasifier | 7.6 | 7.9 | 7.9 | 7.9 | 7.9 | 7.9 | 7.9 | 7.9
RO | CHP_Biomass_Solid | 0.091554 | 0.091554 | 0.080286 | 0.069018 | 0.034509 | 0 | 0 | 0
RO | CHP_Coal_Hardcoal | 0.11851 | 0.11851 | 0.11851 | 0.11851 | 0.074863 | 0.031221 | 0.015611 | 0
RO | CHP_Coal_Lignite | 0.26094 | 0.26094 | 0.13047 | 0 | 0 | 0 | 0 | 0
RO | CHP_Gas_CCGT_Natural | 1.0925 | 1.0925 | 0.66049 | 0.22845 | 0.22845 | 0.22845 | 0.11423 | 0
RO | CHP_Oil | 0.049319 | 0.049319 | 0.02466 | 0 | 0 | 0 | 0 | 0
RO | D_PHS | 0 | 0 | 0 | 0 | 0 | 0 | 0 | 0
RO | HHI_BF_BOF | 4.5861 | 4.1275 | 3.1989 | 1.9194 | 0.9597 | 0.3839 | 0.0768 | 0
RO | HHI_DRI_EAF | 1.0331 | 0.9298 | 0.7206 | 0.4324 | 0.2162 | 0.0865 | 0.0173 | 0
RO | HHI_Scrap_EAF | 0.3182 | 0.2864 | 0.222 | 0.1332 | 0.0666 | 0.0267 | 0.0054 | 0
RO | HLI_Biomass | 0.0864 | 0.0778 | 0.0603 | 0.0362 | 0.0181 | 0.0073 | 0.0015 | 0
RO | HLI_Direct_Electric | 0.0272 | 0.0245 | 0.019 | 0.0114 | 0.0057 | 0.0023 | 0.0005 | 0
RO | HLI_Gas_Boiler | 1.9489 | 1.7541 | 1.3595 | 0.8157 | 0.4079 | 0.1632 | 0.0327 | 0
RO | HLI_Hardcoal | 0.0038 | 0.0035 | 0.0028 | 0.0017 | 0.0009 | 0 | 0 | 0
RO | HLI_Lignite | 0.0003 | 0 | 0 | 0 | 0 | 0 | 0 | 0
RO | HLI_Oil_Boiler | 0.155 | 0.1395 | 0.1082 | 0.065 | 0.0325 | 0.013 | 0.0026 | 0
RO | HLR_Biomass | 4.0064 | 3.6058 | 2.7945 | 1.6767 | 0.8384 | 0.3354 | 0.0671
RO | HLR_Direct_Electric | 0.2503 | 0.2253 | 0.1747 | 0.1049 | 0.0525 | 0.021 | 0.0042
RO | HLR_Gas_Boiler | 21.5687 | 19.4119 | 15.0443 | 9.0266 | 4.5133 | 1.8054 | 0.3611
RO | HLR_Hardcoal | 0.1091 | 0.0982 | 0.0762 | 0.0458 | 0.0229 | 0.0092 | 0.0019
RO | HLR_Oil_Boiler | 0.4214 | 0.3793 | 0.294 | 0.1764 | 0.0882 | 0.0353 | 0.0071
RO | HMI_Biomass | 0.2927 | 0.2635 | 0.2043 | 0.1226 | 0.0613 | 0.0246 | 0.005 | 0
RO | HMI_Gas | 20.3723 | 18.3351 | 14.2098 | 8.5259 | 4.263 | 1.7052 | 0.3411 | 0
RO | HMI_HardCoal | 0.6534 | 0.5881 | 0.4558 | 0.2735 | 0.1368 | 0.0548 | 0.011 | 0
RO | HMI_Oil | 0.4211 | 0.379 | 0.2938 | 0.1763 | 0.0882 | 0.0353 | 0.0071 | 0
RO | HMI_Steam_Electric | 0.0226 | 0.0204 | 0.0159 | 0.0096 | 0.0048 | 0.002 | 0.0004 | 0
RO | P_Biomass | 0.15 | 0.15 | 0.15 | 0.15 | 0.15 | 0.15 | 0.15 | 0.079701
RO | P_Coal_Hardcoal | 0.753 | 0.46376 | 0.36167 | 0.1575 | 0.14584 | 0 | 0 | 0
RO | P_Coal_Lignite | 3.6272 | 1.6118 | 0.76521 | 0.15488 | 0.089253 | 0.014438 | 0.014438 | 0
RO | P_Gas | 1.919 | 1.4627 | 1.4266 | 1.4008 | 1.3922 | 1.3906 | 1.3833 | 0.98661
RO | P_Gas_CCGT | 0.832 | 0.832 | 0.832 | 0.832 | 0.832 | 0.832 | 0.416 | 0
RO | P_Gas_Engines | 0.6625 | 0.6625 | 0.33125 | 0 | 0 | 0 | 0 | 0
RO | P_Gas_OCGT | 0 | 0 | 0 | 0 | 0 | 0 | 0 | 0
RO | P_Nuclear | 1.3 | 1.3 | 1.3 | 1.3 | 1.3 | 1.3 | 1.3 | 0.65
RO | P_Oil | 1.8269 | 1.0961 | 0.18269 | 0 | 0 | 0 | 0 | 0
RO | RES_Hydro_Large | 0 | 0 | 0 | 0 | 0 | 0 | 0 | 0
RO | RES_Hydro_Small | 6.3924 | 6.3924 | 6.3924 | 6.3924 | 6.3924 | 6.3924 | 6.3924 | 6.3924
RO | RES_PV_Utility_Avg | 2 | 2 | 2 | 2 | 1.9956 | 0 | 0 | 0 |  |  | EUROSTAT
RO | RES_Wind_Offshore_Transitional | 0.632 | 0.632 | 0.632 | 0.1896 | 0.0316 | 0 | 0 | 0 |  |  | EUROSTAT
RO | RES_Wind_Onshore_Avg | 3.3 | 3.3 | 3.3 | 3.2991 | 2.5882 | 0 | 0 | 0 |  |  | EUROSTAT
RS | D_PHS | 0.6 | 0.6 | 0.6 | 0.6 | 0.6 | 0.6 | 0.6 | 0.6 |  |  | EUROSTAT
RS | P_Biomass | 0 | 0 | 0 | 0 | 0 | 0 | 0 | 0 |  |  | EUROSTAT
RS | P_Coal_Hardcoal | 0 | 0 | 0 | 0 | 0 | 0 | 0 | 0 |  |  | EUROSTAT
RS | P_Coal_Lignite | 5.079 | 2.2911 | 0.82568 | 0.41284 | 0 | 0 | 0 | 0 |  |  | EUROSTAT
RS | P_Gas | 0.31 | 0.2234 | 0.17573 | 0.00026353 | 0.00026353 | 0.00026353 | 0.00026353 | 0.00026353 |  |  | EUROSTAT
RS | P_Nuclear | 0 | 0 | 0 | 0 | 0 | 0 | 0 | 0 |  |  | EUROSTAT
RS | P_Oil | 0 | 0 | 0 | 0 | 0 | 0 | 0 | 0 |  |  | EUROSTAT
RS | RES_PV_Utility_Avg | 0 | 0 | 0 | 0 | 0 | 0 | 0 | 0 |  |  | EUROSTAT
RS | RES_Wind_Offshore_Transitional | 0 | 0 | 0 | 0 | 0 | 0 | 0 | 0 |  |  | EUROSTAT
RS | RES_Wind_Onshore_Avg | 2.558 | 2.558 | 2.558 | 0.7674 | 0.1279 | 0 | 0 | 0 |  |  | EUROSTAT
SE | CHP_Biomass_Solid | 1.9344 | 1.9344 | 0.96722 | 0 | 0 | 0 | 0 | 0 |  |  | EUROSTAT
SE | CHP_Coal_Hardcoal | 0.34206 | 0.34206 | 0.17103 | 0 | 0 | 0 | 0 | 0 |  |  | EUROSTAT
SE | CHP_Gas_CCGT_Natural | 0.14409 | 0.14409 | 0.072045 | 0 | 0 | 0 | 0 | 0 |  |  | EUROSTAT
SE | CHP_Oil | 0.016767 | 0.016767 | 0.0083835 | 0 | 0 | 0 | 0 | 0 |  |  | EUROSTAT
SE | D_PHS | 0.43 | 0.43 | 0.43 | 0.43 | 0.43 | 0.43 | 0.43 | 0.43 |  |  | EUROSTAT
SE | HHI_BF_BOF | 5.3488 | 4.814 | 3.7309 | 2.2386 | 1.1193 | 0.4478 | 0.0896 | 0 |  |  | EUROSTAT
SE | HHI_DRI_EAF | 0.1485 | 0.1337 | 0.1037 | 0.0623 | 0.0312 | 0.0125 | 0.0025 | 0 |  |  | EUROSTAT
SE | HHI_Scrap_EAF | 0.3035 | 0.2732 | 0.2118 | 0.1271 | 0.0636 | 0.0255 | 0.0051 | 0 |  |  | EUROSTAT
SE | HLI_Biomass | 4.8054 | 4.3249 | 3.3518 | 2.0111 | 1.0056 | 0.4023 | 0.0805 | 0 |  |  | EUROSTAT
SE | HLI_Direct_Electric | 0.1238 | 0.1115 | 0.0865 | 0.0519 | 0.026 | 0.0104 | 0.0021 | 0 |  |  | EUROSTAT
SE | HLI_Gas_Boiler | 13.9357 | 12.5422 | 9.7203 | 5.8322 | 2.9161 | 1.1665 | 0.2333 | 0 |  |  | EUROSTAT
SE | HLI_Hardcoal | 0.008 | 0.0072 | 0.0056 | 0.0034 | 0.0017 | 0.0007 | 0 | 0 |  |  | EUROSTAT
SE | HLI_Oil_Boiler | 0.3545 | 0.3191 | 0.2474 | 0.1485 | 0.0743 | 0.0298 | 0.006 | 0 |  |  | EUROSTAT
SE | HLR_Biomass | 1.3523 | 1.2171 | 0.9433 | 0.566 | 0.283 | 0.1132 | 0.0227 |  |  |  | EUROSTAT
SE | HLR_Direct_Electric | 1.7205 | 1.5485 | 1.2001 | 0.7201 | 0.3601 | 0.1441 | 0.0289 |  |  |  | EUROSTAT
SE | HLR_Gas_Boiler | 28.0976 | 25.2879 | 19.5982 | 11.759 | 5.8795 | 2.3518 | 0.4704 |  |  |  | EUROSTAT
SE | HLR_Oil_Boiler | 0.3391 | 0.3052 | 0.2366 | 0.142 | 0.071 | 0.0284 | 0.0057 |  |  |  | EUROSTAT
SE | HMI_Biomass | 0.1998 | 0.1799 | 0.1395 | 0.0837 | 0.0419 | 0.0168 | 0.0034 | 0 |  |  | EUROSTAT
SE | HMI_Gas | 15.9262 | 14.3336 | 11.1086 | 6.6652 | 3.3326 | 1.3331 | 0.2667 | 0 |  |  | EUROSTAT
SE | HMI_Oil | 1.1655 | 1.049 | 0.813 | 0.4878 | 0.2439 | 0.0976 | 0.0196 | 0 |  |  | EUROSTAT
SE | HMI_Steam_Electric | 0.0351 | 0.0316 | 0.0245 | 0.0147 | 0.0074 | 0.003 | 0.0006 | 0 |  |  | EUROSTAT
SE | P_Biomass | 4.15 | 2.2585 | 1.9688 | 1.9466 | 1.6507 | 1.3602 | 1.0618 | 0.44781 |  |  | EUROSTAT
SE | P_Coal_Hardcoal | 0.23 | 0.075728 | 0.075728 | 0.075728 | 0.072975 | 0 | 0 | 0 |  |  | EUROSTAT
SE | P_Coal_Lignite | 0 | 0 | 0 | 0 | 0 | 0 | 0 | 0 |  |  | EUROSTAT
SE | P_Gas | 0.92 | 0.79491 | 0.75222 | 0.73344 | 0.682 | 0.64451 | 0.64447 | 0 |  |  | EUROSTAT
SE | P_Gas_CCGT | 1.488 | 1.488 | 1.32 | 1.152 | 1.1014 | 1.0508 | 0.52539 | 0 |  |  | EUROSTAT
SE | P_Gas_OCGT | 1.482 | 1.482 | 1.3147 | 1.1473 | 1.0969 | 1.0465 | 0.52327 | 0 |  |  | EUROSTAT
SE | P_Nuclear | 10 | 10 | 7.9049 | 5.9585 | 0 | 0 | 0 | 0 |  |  | EUROSTAT
SE | P_Oil | 3.6 | 0.83867 | 0.83867 | 0.6681 | 0.051057 | 0.027926 | 0.027926 | 0 |  |  | EUROSTAT
SE | RES_Hydro_Large | 4.98 | 4.98 | 4.98 | 4.98 | 4.98 | 4.98 | 4.98 | 4.98 |  |  | EUROSTAT
SE | RES_Hydro_Large_Base | 4.55 | 4.55 | 4.55 | 4.55 | 4.55 | 4.55 | 4.55 | 4.55 |  |  | EUROSTAT
SE | RES_Hydro_Small | 11.22 | 11.22 | 11.22 | 11.22 | 11.22 | 11.22 | 11.22 | 11.22 |  |  | EUROSTAT
SE | RES_PV_Utility_Avg | 0.472 | 0.472 | 0.472 | 0.472 | 0.472 | 0 | 0 | 0 |  |  | EUROSTAT
SE | RES_Wind_Offshore_Transitional | 0.2 | 0.2 | 0.2 | 0.18456 | 0.055928 | 0 | 0 | 0 |  |  | EUROSTAT
SE | RES_Wind_Onshore_Avg | 7.407 | 7.407 | 7.407 | 6.1161 | 4.4633 | 0 | 0 | 0 |  |  | EUROSTAT
SE | X_Gasifier | 0 | 1.1 | 1.1 | 1.1 | 1.1 | 1.1 | 1.1 | 1.1 |  |  | EUROSTAT
SI | CHP_Biomass_Solid | 0.077016 | 0.077016 | 0.067537 | 0.058058 | 0.029029 | 0 | 0 | 0 |  |  | EUROSTAT
SI | CHP_Coal_Hardcoal | 0.18984 | 0.18984 | 0.094918 | 0 | 0 | 0 | 0 | 0 |  |  | EUROSTAT
SI | CHP_Gas_CCGT_Natural | 0.1171 | 0.1171 | 0.10657 | 0.096041 | 0.096041 | 0.096041 | 0.048021 | 0 |  |  | EUROSTAT
SI | CHP_Oil | 0.0012293 | 0.0012293 | 0.00061463 | 0 | 0 | 0 | 0 | 0 |  |  | EUROSTAT
SI | D_PHS | 0.18 | 0.18 | 0.18 | 0.18 | 0.18 | 0.18 | 0.18 | 0.18 |  |  | EUROSTAT
SI | HHI_BF_BOF | 0.7351 | 0.6616 | 0.5128 | 0.3077 | 0.1539 | 0.0616 | 0.0124 | 0 |  |  | EUROSTAT
SI | HHI_DRI_EAF | 0.1238 | 0.1115 | 0.0865 | 0.0519 | 0.026 | 0.0104 | 0.0021 | 0 |  |  | EUROSTAT
SI | HHI_Scrap_EAF | 0.1202 | 0.1082 | 0.0839 | 0.0504 | 0.0252 | 0.0101 | 0.0021 | 0 |  |  | EUROSTAT
SI | HLI_Biomass | 0.0314 | 0.0283 | 0.022 | 0.0132 | 0.0066 | 0.0027 | 0.0006 | 0 |  |  | EUROSTAT
SI | HLI_Direct_Electric | 0.0041 | 0.0037 | 0.0029 | 0.0018 | 0.0009 | 0 | 0 | 0 |  |  | EUROSTAT
SI | HLI_Gas_Boiler | 0.6792 | 0.6113 | 0.4738 | 0.2843 | 0.1422 | 0.0569 | 0.0114 | 0 |  |  | EUROSTAT
SI | HLI_Hardcoal | 0.0101 | 0.0091 | 0.0071 | 0.0043 | 0.0022 | 0.0009 | 0 | 0 |  |  | EUROSTAT
SI | HLI_Lignite | 0.0034 | 0.0031 | 0.0025 | 0.0015 | 0.0008 | 0 | 0 | 0 |  |  | EUROSTAT
SI | HLI_Oil_Boiler | 0.0292 | 0.0263 | 0.0204 | 0.0123 | 0.0062 | 0.0025 | 0.0005 | 0 |  |  | EUROSTAT
SI | HLR_Biomass | 0.6297 | 0.5668 | 0.4393 | 0.2636 | 0.1318 | 0.0528 | 0.0106 |  |  |  | EUROSTAT
SI | HLR_Direct_Electric | 0.1816 | 0.1635 | 0.1268 | 0.0761 | 0.0381 | 0.0153 | 0.0031 |  |  |  | EUROSTAT
SI | HLR_Gas_Boiler | 3.9885 | 3.5897 | 2.7821 | 1.6693 | 0.8347 | 0.3339 | 0.0668 |  |  |  | EUROSTAT
SI | HLR_Oil_Boiler | 0.308 | 0.2772 | 0.2149 | 0.129 | 0.0645 | 0.0258 | 0.0052 |  |  |  | EUROSTAT
SI | HMI_Biomass | 0.1381 | 0.1243 | 0.0964 | 0.0579 | 0.029 | 0.0116 | 0.0024 | 0 |  |  | EUROSTAT
SI | HMI_Gas | 2.0746 | 1.8672 | 1.4471 | 0.8683 | 0.4342 | 0.1737 | 0.0348 | 0 |  |  | EUROSTAT
SI | HMI_Oil | 0.0404 | 0.0364 | 0.0283 | 0.017 | 0.0085 | 0.0034 | 0.0007 | 0 |  |  | EUROSTAT
SI | HMI_Steam_Electric | 0.0032 | 0.0029 | 0.0023 | 0.0014 | 0.0007 | 0 | 0 | 0 |  |  | EUROSTAT
SI | P_Biomass | 0.057 | 0.057 | 0.057 | 0.056276 | 0.052343 | 0.052343 | 0.049808 | 0 |  |  | EUROSTAT
SI | P_Coal_Hardcoal | 0.113 | 0.045565 | 0.045565 | 0.045565 | 0 | 0 | 0 | 0 |  |  | EUROSTAT
SI | P_Coal_Lignite | 0.85 | 0 | 0 | 0 | 0 | 0 | 0 | 0 |  |  | EUROSTAT
SI | P_Gas | 0.084 | 0.081054 | 0.080612 | 0.080545 | 0.080545 | 0.077029 | 0.023114 | 0.0011861 |  |  | EUROSTAT
SI | P_Gas_CCGT | 0 | 0 | 0 | 0 | 0 | 0 | 0 | 0 |  |  | EUROSTAT
SI | P_Gas_OCGT | 0.35 | 0.35 | 0.35 | 0.35 | 0.35 | 0.35 | 0.175 | 0 |  |  | EUROSTAT
SI | P_Nuclear | 0.696 | 0.696 | 0.696 | 0.696 | 0 | 0 | 0 | 0 |  |  | EUROSTAT
SI | P_Oil | 0.335 | 0.201 | 0.0335 | 0 | 0 | 0 | 0 | 0 |  |  | EUROSTAT
SI | RES_Hydro_Large | 0.18 | 0.18 | 0.18 | 0.18 | 0.18 | 0.18 | 0.18 | 0.18 |  |  | EUROSTAT
SI | RES_Hydro_Small | 1.073 | 1.073 | 1.073 | 1.073 | 1.073 | 1.073 | 1.073 | 1.073 |  |  | EUROSTAT
SI | RES_PV_Utility_Avg | 0.268 | 0.10425 | 0.10425 | 0.10425 | 0.0075148 | 0 | 0 | 0 |  |  | EUROSTAT
SI | RES_Wind_Offshore_Transitional | 0.006 | 0.006 | 0.006 | 0.0018 | 0.0003 | 0 | 0 | 0 |  |  | EUROSTAT
SI | RES_Wind_Onshore_Avg | 0 | 0 | 0 | 0 | 0 | 0 | 0 | 0 |  |  | EUROSTAT
SI | X_Gasifier | 0 | 0 | 0 | 0 | 0 | 0 | 0 | 0 |  |  | EUROSTAT
SK | CHP_Biomass_Solid | 0.54666 | 0.54666 | 0.47938 | 0.41209 | 0.20605 | 0 | 0 | 0 |  |  | EUROSTAT
SK | CHP_Coal_Hardcoal | 0.37258 | 0.37258 | 0.35122 | 0.32986 | 0.32986 | 0.32986 | 0.16493 | 0 |  |  | EUROSTAT
SK | CHP_Gas_CCGT_Natural | 0.48354 | 0.48354 | 0.44005 | 0.39657 | 0.39657 | 0.39657 | 0.19828 | 0 |  |  | EUROSTAT
SK | CHP_Oil | 0.24642 | 0.24642 | 0.12321 | 0 | 0 | 0 | 0 | 0 |  |  | EUROSTAT
SK | D_PHS | 0.96716 | 0.96716 | 0.96716 | 0.96716 | 0.96716 | 0.96716 | 0.96716 | 0.96716 |  |  | EUROSTAT
SK | HHI_BF_BOF | 7.2018 | 6.4817 | 5.0234 | 3.0141 | 1.5071 | 0.6029 | 0.1206 | 0 |  |  | EUROSTAT
SK | HHI_DRI_EAF | 0.2718 | 0.2447 | 0.1897 | 0.1139 | 0.057 | 0.0228 | 0.0046 | 0 |  |  | EUROSTAT
SK | HHI_Scrap_EAF | 0.1633 | 0.147 | 0.114 | 0.0684 | 0.0342 | 0.0137 | 0.0028 | 0 |  |  | EUROSTAT
SK | HLI_Biomass | 0.3254 | 0.2929 | 0.227 | 0.1362 | 0.0681 | 0.0273 | 0.0055 | 0 |  |  | EUROSTAT
SK | HLI_Direct_Electric | 0.0509 | 0.0459 | 0.0356 | 0.0214 | 0.0107 | 0.0043 | 0.0009 | 0 |  |  | EUROSTAT
SK | HLI_Gas_Boiler | 1.7537 | 1.5784 | 1.2233 | 0.734 | 0.367 | 0.1468 | 0.0294 | 0 |  |  | EUROSTAT
SK | HLI_Hardcoal | 0.0005 | 0 | 0 | 0 | 0 | 0 | 0 | 0 |  |  | EUROSTAT
SK | HLI_Lignite | 0.0082 | 0.0074 | 0.0058 | 0.0035 | 0.0018 | 0.0008 | 0 | 0 |  |  | EUROSTAT
SK | HLI_Oil_Boiler | 0.0097 | 0.0088 | 0.0069 | 0.0042 | 0.0021 | 0.0009 | 0 | 0 |  |  | EUROSTAT
SK | HLR_Biomass | 0.0738 | 0.0665 | 0.0516 | 0.031 | 0.0155 | 0.0062 | 0.0013 |  |  |  | EUROSTAT
SK | HLR_Direct_Electric | 0.1739 | 0.1566 | 0.1214 | 0.0729 | 0.0365 | 0.0146 | 0.003 |  |  |  | EUROSTAT
SK | HLR_Gas_Boiler | 13.3524 | 12.0172 | 9.3134 | 5.5881 | 2.7941 | 1.1177 | 0.2236 |  |  |  | EUROSTAT
SK | HLR_Hardcoal | 0.1718 | 0.1547 | 0.1199 | 0.072 | 0.036 | 0.0144 | 0.0029 |  |  |  | EUROSTAT
SK | HLR_Oil_Boiler | 0.0247 | 0.0223 | 0.0173 | 0.0104 | 0.0052 | 0.0021 | 0.0005 |  |  |  | EUROSTAT
SK | HMI_Biomass | 0.2407 | 0.2167 | 0.168 | 0.1008 | 0.0504 | 0.0202 | 0.0041 | 0 |  |  | EUROSTAT
SK | HMI_Gas | 7.7993 | 7.0194 | 5.4401 | 3.2641 | 1.6321 | 0.6529 | 0.1306 | 0 |  |  | EUROSTAT
SK | HMI_HardCoal | 0.0234 | 0.0211 | 0.0164 | 0.0099 | 0.005 | 0.002 | 0.0004 | 0 |  |  | EUROSTAT
SK | HMI_Oil | 0.0038 | 0.0035 | 0.0028 | 0.0017 | 0.0009 | 0 | 0 | 0 |  |  | EUROSTAT
SK | HMI_Steam_Electric | 0.0042 | 0.0038 | 0.003 | 0.0018 | 0.0009 | 0 | 0 | 0 |  |  | EUROSTAT
SK | P_Biomass | 0.20596 | 0.19184 | 0.19184 | 0.19184 | 0.19184 | 0.18781 | 0.18679 | 0.10204 |  |  | EUROSTAT
SK | P_Coal_Hardcoal | 0.424 | 0.10659 | 0.10659 | 0.03862 | 0.03862 | 0.03862 | 0.03862 | 0 |  |  | EUROSTAT
SK | P_Coal_Lignite | 0.296 | 0.222 | 0.1665 | 0.12487 | 0.093656 | 0.070242 | 0.052682 | 0 |  |  | EUROSTAT
SK | P_Gas | 0.87856 | 0.87752 | 0.87752 | 0.87752 | 0.87286 | 0.51493 | 0.50966 | 0.36953 |  |  | EUROSTAT
SK | P_Gas_CCGT | 0.788 | 0.788 | 0.788 | 0.788 | 0.66612 | 0.54423 | 0.27212 | 0 |  |  | EUROSTAT
SK | P_Gas_OCGT | 0.068 | 0.068 | 0.068 | 0.068 | 0.034 | 0 | 0 | 0 |  |  | EUROSTAT
SK | P_Nuclear | 1.8239 | 1.8239 | 1.8239 | 1.8239 | 0.87921 | 0.87921 | 0.87921 | 0 |  |  | EUROSTAT
SK | P_Oil | 0.8807 | 0.48786 | 0.17546 | 0.11298 | 0.11298 | 0.11298 | 0.068747 | 0.068747 |  |  | EUROSTAT
SK | RES_Hydro_Large | 0.96716 | 0.96716 | 0.96716 | 0.96716 | 0.96716 | 0.96716 | 0.96716 | 0.96716 |  |  | EUROSTAT
SK | RES_Hydro_Small | 1.568 | 1.568 | 1.568 | 1.568 | 1.568 | 1.568 | 1.568 | 1.568 |  |  | EUROSTAT
SK | RES_PV_Utility_Avg | 0.534 | 0.51618 | 0.51618 | 0.51618 | 0.33121 | 0 | 0 | 0 |  |  | EUROSTAT
SK | RES_Wind_Offshore_Transitional | 0 | 0 | 0 | 0 | 0 | 0 | 0 | 0 |  |  | EUROSTAT
SK | RES_Wind_Onshore_Avg | 0.00314 | 0.00314 | 0.00314 | 0 | 0 | 0 | 0 | 0 |  |  | EUROSTAT
TR | CHP_Coal_Hardcoal | 0.5529 | 0.5529 | 0.5529 | 0.5529 | 0.5529 | 0.5529 | 0.51415 | 0.4754 |  |  | EUROSTAT
TR | CHP_Gas_CCGT_Natural | 5.6461 | 5.6461 | 5.543 | 5.4399 | 5.0397 | 4.6395 | 4.2896 | 3.9396
TR | CHP_Oil | 0.46414 | 0.46414 | 0.23207 | 0 | 0 | 0 | 0 | 0
TR | HHI_BF_BOF | 21.5383 | 19.3845 | 15.023 | 9.0138 | 4.5069 | 1.8028 | 0.3606 | 0
TR | HHI_DRI_EAF | 1.3392 | 1.2053 | 0.9342 | 0.5606 | 0.2803 | 0.1122 | 0.0225 | 0
TR | HHI_Scrap_EAF | 0.3361 | 0.3025 | 0.2345 | 0.1407 | 0.0704 | 0.0282 | 0.0057 | 0
TR | HLI_Direct_Electric | 0.039 | 0.0351 | 0.0273 | 0.0164 | 0.0082 | 0.0033 | 0.0007 | 0
TR | HLI_Gas_Boiler | 16.3564 | 14.7208 | 11.4087 | 6.8453 | 3.4227 | 1.3691 | 0.2739 | 0
TR | HLI_Hardcoal | 0.3752 | 0.3377 | 0.2618 | 0.1571 | 0.0786 | 0.0315 | 0.0063 | 0
TR | HLI_Lignite | 0.9017 | 0.8116 | 0.629 | 0.3774 | 0.1887 | 0.0755 | 0.0151 | 0
TR | HLI_Oil_Boiler | 0.28 | 0.252 | 0.1953 | 0.1172 | 0.0586 | 0.0235 | 0.0047 | 0
TR | HLR_Biomass | 3.7987 | 3.4189 | 2.6497 | 1.5899 | 0.795 | 0.318 | 0.0636
TR | HLR_Gas_Boiler | 73.0981 | 65.7883 | 50.986 | 30.5916 | 15.2958 | 6.1184 | 1.2237
TR | HLR_Hardcoal | 7.778 | 7.0002 | 5.4252 | 3.2552 | 1.6276 | 0.6511 | 0.1303
TR | HLR_Oil_Boiler | 1.3043 | 1.1739 | 0.9098 | 0.5459 | 0.273 | 0.1092 | 0.0219
TR | HMI_Gas | 48.6975 | 43.8278 | 33.9666 | 20.38 | 10.19 | 4.076 | 0.8152 | 0
TR | HMI_HardCoal | 3.9265 | 3.5339 | 2.7388 | 1.6433 | 0.8217 | 0.3287 | 0.0658 | 0
TR | HMI_Oil | 0.8438 | 0.7595 | 0.5887 | 0.3533 | 0.1767 | 0.0707 | 0.0142 | 0
TR | HMI_Steam_Electric | 0.0336 | 0.0303 | 0.0235 | 0.0141 | 0.0071 | 0.0029 | 0.0006 | 0
TR | P_Biomass | 4.7 | 4.7 | 4.7 | 4.7 | 4.7 | 4.7 | 4.7 | 4.7
TR | P_Coal_Hardcoal | 9.367 | 8.4314 | 6.5375 | 3.9248 | 1.9624 | 0.78724 | 0.15973 | 0
TR | P_Coal_Lignite | 6.845 | 5.1338 | 3.8503 | 2.8877 | 2.1658 | 1.6244 | 1.2183 | 0.9137
TR | P_Gas | 21.2 | 19.1077 | 14.8308 | 8.9231 | 4.4615 | 1.7846 | 0.36923 | 0
TR | P_Gas_CCGT | 23.5459 | 23.5459 | 23.4523 | 23.3587 | 23.3587 | 23.3587 | 12.9902 | 2.6218
TR | P_Gas_OCGT | 0.34339 | 0.34339 | 0.34339 | 0.34339 | 0.34339 | 0.34339 | 0.17169 | 0
TR | P_Oil | 0.4 | 0.4 | 0.2366 | 0.073209 | 0.036604 | 0 | 0 | 0
TR | RES_Geothermal | 0.6 | 0.6 | 0.6 | 0.6 | 0.6 | 0.6 | 0.6 | 0.6
TR | RES_Hydro_Large | 19.1 | 19.1 | 19.1 | 19.1 | 19.1 | 19.1 | 19.1 | 19.1
TR | RES_Hydro_Small | 6.8 | 6.8 | 6.8 | 6.8 | 6.8 | 6.8 | 6.8 | 6.8
TR | RES_PV_Utility_Avg | 0.2 | 0.2 | 0.2 | 0.2 | 0.2 | 0.2 | 0.2 | 0.2
TR | RES_Wind_Onshore_Avg | 7.4 | 7.4 | 7.4 | 4.5 | 4.5 | 4.5 | 4.5 | 4.5
UK | CHP_Biomass_Solid | 0.45966 | 0.45966 | 0.48956 | 0.51945 | 0.49125 | 0.46304 | 0.46304 | 0.46304
UK | CHP_Coal_Hardcoal | 0.10248 | 0.10248 | 0.070482 | 0.038481 | 0.019241 | 0 | 0 | 0
UK | CHP_Gas_CCGT_Natural | 3.4387 | 3.4387 | 3.4214 | 3.4041 | 2.9041 | 2.404 | 1.202 | 0
UK | CHP_Oil | 0.52641 | 0.52641 | 0.2632 | 0 | 0 | 0 | 0 | 0
UK | D_PHS | 2.744 | 2.744 | 2.744 | 2.744 | 2.744 | 2.744 | 0 | 0
UK | HHI_BF_BOF | 10.9614 | 9.8653 | 7.6457 | 4.5875 | 2.2938 | 0.9176 | 0.1836 | 0
UK | HHI_DRI_EAF | 1.8304 | 1.6474 | 1.2768 | 0.7661 | 0.3831 | 0.1533 | 0.0307 | 0
UK | HHI_Scrap_EAF | 0.4176 | 0.3759 | 0.2914 | 0.1749 | 0.0875 | 0.035 | 0.007 | 0
UK | HLI_Biomass | 0.2607 | 0.2347 | 0.1819 | 0.1092 | 0.0546 | 0.0219 | 0.0044 | 0
UK | HLI_Direct_Electric | 0.0989 | 0.0891 | 0.0691 | 0.0415 | 0.0208 | 0.0084 | 0.0017 | 0
UK | HLI_Gas_Boiler | 13.0938 | 11.7845 | 9.133 | 5.4798 | 2.7399 | 1.096 | 0.2192 | 0
UK | HLI_Hardcoal | 0.2066 | 0.186 | 0.1442 | 0.0866 | 0.0433 | 0.0174 | 0.0035 | 0
UK | HLI_Oil_Boiler | 0.9359 | 0.8424 | 0.6529 | 0.3918 | 0.1959 | 0.0784 | 0.0157 | 0
UK | HLR_Biomass | 5.8593 | 5.2734 | 4.0869 | 2.4522 | 1.2261 | 0.4905 | 0.0981
UK | HLR_Gas_Boiler | 99.189 | 89.2701 | 69.1844 | 41.5107 | 20.7554 | 8.3022 | 1.6605
UK | HLR_Hardcoal | 1.9537 | 1.7584 | 1.3628 | 0.8177 | 0.4089 | 0.1636 | 0.0328
UK | HLR_Oil_Boiler | 11.7148 | 10.5433 | 8.1711 | 4.9027 | 2.4514 | 0.9806 | 0.1962
UK | HMI_Biomass | 0.4281 | 0.3853 | 0.2987 | 0.1793 | 0.0897 | 0.0359 | 0.0072 | 0
UK | HMI_Gas | 70.4679 | 63.4212 | 49.1515 | 29.4909 | 14.7455 | 5.8982 | 1.1797 | 0
UK | HMI_HardCoal | 1.1248 | 1.0124 | 0.7847 | 0.4709 | 0.2355 | 0.0942 | 0.0189 | 0
UK | HMI_Oil | 7.1248 | 6.4124 | 4.9697 | 2.9819 | 1.491 | 0.5964 | 0.1193 | 0
UK | HMI_Steam_Electric | 0.1127 | 0.1015 | 0.0787 | 0.0473 | 0.0237 | 0.0095 | 0.0019 | 0
UK | P_Biomass | 4.5925 | 4.5925 | 4.5925 | 4.5925 | 4.5925 | 1.7838 | 1.6224 | 1.3931
UK | P_Coal_Hardcoal | 15.029 | 6.1086 | 3.1065 | 1.861 | 0.52028 | 0.02186 | 0 | 0
UK | P_Coal_Lignite | 0 | 0 | 0 | 0 | 0 | 0 | 0 | 0
UK | P_Gas | 35.206 | 34.583 | 34.781 | 30.0904 | 30.0904 | 26.5819 | 15.533 | 9.1314
UK | P_Gas_CCGT | 27.144 | 27.144 | 23.2738 | 17.9571 | 14.4584 | 10.9596 | 5.4798 | 0
UK | P_Gas_Engines | 0.483 | 0.483 | 0.52134 | 0.55967 | 0.55967 | 0.55967 | 0.27984 | 0
UK | P_Gas_OCGT | 2.3392 | 2.3392 | 1.5268 | 0.71434 | 0.61114 | 0.50794 | 0.25397 | 0
UK | P_Nuclear | 9.261 | 9.261 | 8.141 | 8.141 | 3.734 | 3.734 | 0 | 0
UK | P_Oil | 2.994 | 2.8675 | 2.831 | 2.8189 | 2.1484 | 0.98772 | 0.028619 | 0.019363
UK | RES_Hydro_Large | 0 | 0 | 0 | 0 | 0 | 0 | 0 | 0 |  |  | EUROSTAT
UK | RES_Hydro_Small | 1.9 | 1.9 | 1.9 | 1.9 | 1.9 | 1.9 | 1.9 | 1.9 |  |  | EUROSTAT
UK | RES_PV_Utility_Avg | 12.962 | 12.962 | 12.962 | 12.962 | 12.962 | 0 | 0 | 0
UK | RES_Wind_Offshore_Transitional | 8.2 | 8.2 | 8.2 | 4.1216 | 3.0675 | 0 | 0 | 0
UK | RES_Wind_Onshore_Avg | 12.8 | 12.8 | 12.8 | 5.773 | 2.3941 | 0 | 0 | 0 |  |  | EUROSTAT
UK | X_Gasifier | 53.6 | 48.1 | 48.1 | 48.1 | 48.1 | 48.1 | 48.1 | 48.1 |  |  | EUROSTAT

## Par_AvailabilityFactor
AvailabilityFactor{r in REGION, t in TECHNOLOGY, y in YEAR}
Maximum time a technology may run for the whole year. Often used to simulate planned outages. GENeSYS-MOD will choose when to run or not run.
Unit: Fraction
Region | Technology | 2018 | 2020 | 2025 | 2030 | 2035 | 2040 | 2045 | 2050
World | A_Rooftop | bar: 2018 to 2050
World | CHP_Biomass | 0.84 | 0.84 | 0.84 | 0.84 | 0.84 | 0.84 | 0.84 | 0.84
World | CHP_Coal_Hardcoal | 0.844 | 0.844 | 0.844 | 0.844 | 0.844 | 0.844 | 0.844 | 0.844
World | CHP_Coal_Lignite | 0.844 | 0.844 | 0.844 | 0.844 | 0.844 | 0.844 | 0.844 | 0.844
World | CHP_Gas | 0.87 | 0.87 | 0.87 | 0.87 | 0.87 | 0.87 | 0.87 | 0.87
World | CHP_Nuclear | 0.837 | 0.837 | 0.837 | 0.837 | 0.837 | 0.837 | 0.837 | 0.837
World | D_Battery_Li-Ion | bar: 2018 to 2050
World | D_Battery_Redox | bar: 2018 to 2050
World | D_Gas_H2 | bar: 2018 to 2050
World | D_Gas_Methane | bar: 2018 to 2050
World | D_Heat_HLI | bar: 2018 to 2050
World | D_Heat_HLR | bar: 2018 to 2050
World | D_PHS | bar: 2018 to 2050
World | D_PHS_Residual | bar: 2018 to 2050
World | D_CAES | bar: 2018 to 2050
World | FRT_Rail_Conv | 0.95 | 0.95 | 0.95 | 0.95 | 0.95 | 0.95 | 0.95 | 0.95
World | FRT_Rail_Electric | 0.95 | 0.95 | 0.95 | 0.95 | 0.95 | 0.95 | 0.95 | 0.95
World | FRT_Road_OH | 0 | 0 | 0.95 | 0.95 | 0.95 | 0.95 | 0.95 | 0.95
World | FRT_Road_BEV | 0 | 0.91734 | 0.93258 | 0.93639 | 0.9383 | 0.93925 | 0.93973 | 0.9402
World | FRT_Road_H2 | 0 | 0 | 0.95 | 0.95 | 0.95 | 0.95 | 0.95 | 0.95
World | FRT_Road_ICE | 0.95 | 0.95 | 0.95 | 0.95 | 0.95 | 0.95 | 0.95 | 0.95
World | FRT_Road_PHEV | 0 | 0.95 | 0.95 | 0.95 | 0.95 | 0.95 | 0.95 | 0.95
World | FRT_Road_ICE_Bio | 0.95 | 0.95 | 0.95 | 0.95 | 0.95 | 0.95 | 0.95 | 0.95
World | FRT_Road_PHEV_Bio | 0.95 | 0.95 | 0.95 | 0.95 | 0.95 | 0.95 | 0.95 | 0.95
World | FRT_Ship_Bio | 0.95 | 0.95 | 0.95 | 0.95 | 0.95 | 0.95 | 0.95 | 0.95
World | FRT_Ship_Conv | 0.95 | 0.95 | 0.95 | 0.95 | 0.95 | 0.95 | 0.95 | 0.95
World | HHT_Biomass | 0.84 | 0.84 | 0.84 | 0.84 | 0.84 | 0.84 | 0.84 | 0.84
World | HHT_Coal_Hardcoal | 0.844 | 0.844 | 0.844 | 0.844 | 0.844 | 0.844 | 0.844 | 0.844
World | HHT_Coal_Lignite | 0.844 | 0.844 | 0.844 | 0.844 | 0.844 | 0.844 | 0.844 | 0.844
World | HHT_Electric_Furnace | 0.95 | 0.95 | 0.95 | 0.95 | 0.95 | 0.95 | 0.95 | 0.95
World | HHT_Gas | 0.87 | 0.87 | 0.87 | 0.87 | 0.87 | 0.87 | 0.87 | 0.87
World | HHT_Geothermal | 0.92 | 0.92 | 0.92 | 0.92 | 0.92 | 0.92 | 0.92 | 0.92
World | HHT_Oil | 0.84 | 0.84 | 0.84 | 0.84 | 0.84 | 0.84 | 0.84 | 0.84
World | HHT_H2 | 0.982 | 0.982 | 0.982 | 0.982 | 0.982 | 0.982 | 0.982 | 0.982
World | HLT_Biomass | 0.84 | 0.84 | 0.84 | 0.84 | 0.84 | 0.84 | 0.84 | 0.84
World | HLT_Coal_Hardcoal | 0.844 | 0.844 | 0.844 | 0.844 | 0.844 | 0.844 | 0.844 | 0.844
World | HLT_Coal_Lignite | 0.844 | 0.844 | 0.844 | 0.844 | 0.844 | 0.844 | 0.844 | 0.844
World | HLT_Electric_Furnace | 0.95 | 0.95 | 0.95 | 0.95 | 0.95 | 0.95 | 0.95 | 0.95
World | HLT_Gas | 0.87 | 0.87 | 0.87 | 0.87 | 0.87 | 0.87 | 0.87 | 0.87
World | HLT_Geothermal | 0.92 | 0.92 | 0.92 | 0.92 | 0.92 | 0.92 | 0.92 | 0.92
World | HLT_Heatpump | 0.95 | 0.95 | 0.95 | 0.95 | 0.95 | 0.95 | 0.95 | 0.95
World | HLT_Oil | 0.84 | 0.84 | 0.84 | 0.84 | 0.84 | 0.84 | 0.84 | 0.84
World | HLT_Rooftop_Commercial | 0.98 | 0.98 | 0.98 | 0.98 | 0.98 | 0.98 | 0.98 | 0.98
World | HLT_Rooftop_Residential | 0.98 | 0.98 | 0.98 | 0.98 | 0.98 | 0.98 | 0.98 | 0.98
World | P_Biomass | 0.84 | 0.84 | 0.84 | 0.84 | 0.84 | 0.84 | 0.84 | 0.84
World | P_Coal_Hardcoal | 0.844 | 0.844 | 0.844 | 0.844 | 0.844 | 0.844 | 0.844 | 0.844
World | P_Coal_Lignite | 0.844 | 0.844 | 0.844 | 0.844 | 0.844 | 0.844 | 0.844 | 0.844
World | P_Gas | 0.87 | 0.88143 | 0.89286 | 0.90429 | 0.91571 | 0.92714 | 0.93857 | 0.95
World | P_Nuclear | 0.837 | 0.837 | 0.837 | 0.837 | 0.837 | 0.837 | 0.837 | 0.837
World | P_Oil | 0.84 | 0.84 | 0.84 | 0.84 | 0.84 | 0.84 | 0.84 | 0.84
World | PSNG_Air_Bio | 0.95 | 0.95 | 0.95 | 0.95 | 0.95 | 0.95 | 0.95 | 0.95
World | PSNG_Air_Conv | 0.95 | 0.95 | 0.95 | 0.95 | 0.95 | 0.95 | 0.95 | 0.95
World | PSNG_Air_H2 | 0.95 | 0.95 | 0.95 | 0.95 | 0.95 | 0.95 | 0.95 | 0.95
World | PSNG_Rail_Conv | 0.95 | 0.95 | 0.95 | 0.95 | 0.95 | 0.95 | 0.95 | 0.95
World | PSNG_Rail_Electric | 0.95 | 0.95 | 0.95 | 0.95 | 0.95 | 0.95 | 0.95 | 0.95
World | PSNG_Road_BEV | 0 | 0.91734 | 0.91734 | 0.91734 | 0.91734 | 0.91734 | 0.91734 | 0.91734
World | PSNG_Road_H2 | 0 | 0 | 0.95 | 0.95 | 0.95 | 0.95 | 0.95 | 0.95
World | PSNG_Road_ICE | 0.95 | 0.95 | 0.95 | 0.95 | 0.95 | 0.95 | 0.95 | 0.95
World | PSNG_Road_PHEV | 0 | 0.95 | 0.95 | 0.95 | 0.95 | 0.95 | 0.95 | 0.95
World | PSNG_Road_ICE_Bio | 0.95 | 0.95 | 0.95 | 0.95 | 0.95 | 0.95 | 0.95 | 0.95
World | PSNG_Road_PHEV_Bio | 0.95 | 0.95 | 0.95 | 0.95 | 0.95 | 0.95 | 0.95 | 0.95
World | R_Coal_Hardcoal | bar: 2018 to 2050
World | R_Coal_Lignite | bar: 2018 to 2050
World | R_Gas | bar: 2018 to 2050
World | R_Nuclear | bar: 2018 to 2050
World | R_Oil | bar: 2018 to 2050
World | RES_Biomass | bar: 2018 to 2050
World | RES_CSP | 0.98 | 0.98 | 0.98 | 0.98 | 0.98 | 0.98 | 0.98 | 0.98
World | RES_CSP_Storage | 0.98 | 0.98 | 0.98 | 0.98 | 0.98 | 0.98 | 0.98 | 0.98
World | RES_Geothermal | 0.92 | 0.92 | 0.92 | 0.92 | 0.92 | 0.92 | 0.92 | 0.92
World | RES_Hydro_Large | 0.33 | 0.33 | 0.33 | 0.33 | 0.33 | 0.33 | 0.33 | 0.33
World | RES_Hydro_Small | 0.9 | 0.9 | 0.9 | 0.9 | 0.9 | 0.9 | 0.9 | 0.9
World | RES_Ocean | 0.36 | 0.45 | 0.46 | 0.47 | 0.47 | 0.47 | 0.48 | 0.5
World | RES_PV_Rooftop_Commercial | 0.98 | 0.98 | 0.98 | 0.98 | 0.98 | 0.98 | 0.98 | 0.98
World | RES_PV_Rooftop_Residential | 0.98 | 0.98 | 0.98 | 0.98 | 0.98 | 0.98 | 0.98 | 0.98
World | RES_PV_Utility_Avg | 0.98 | 0.98 | 0.98 | 0.98 | 0.98 | 0.98 | 0.98 | 0.98
World | RES_PV_Utility_Inf | 0.98 | 0.98 | 0.98 | 0.98 | 0.98 | 0.98 | 0.98 | 0.98
World | RES_PV_Utility_Opt | 0.98 | 0.98 | 0.98 | 0.98 | 0.98 | 0.98 | 0.98 | 0.98
World | RES_Wind_Offshore_Transitional | 0.98 | 0.98 | 0.98 | 0.98 | 0.98 | 0.98 | 0.98 | 0.98
World | RES_Wind_Offshore_Shallow | 0.98 | 0.98 | 0.98 | 0.98 | 0.98 | 0.98 | 0.98 | 0.98
World | RES_Wind_Offshore_Deep | 0.98 | 0.98 | 0.98 | 0.98 | 0.98 | 0.98 | 0.98 | 0.98
World | RES_Wind_Onshore_Avg | 0.98 | 0.98 | 0.98 | 0.98 | 0.98 | 0.98 | 0.98 | 0.98
World | RES_Wind_Onshore_Inf | 0.98 | 0.98 | 0.98 | 0.98 | 0.98 | 0.98 | 0.98 | 0.98
World | RES_Wind_Onshore_Opt | 0.98 | 0.98 | 0.98 | 0.98 | 0.98 | 0.98 | 0.98 | 0.98
World | X_Electrolysis | 0.982 | 0.982 | 0.982 | 0.982 | 0.982 | 0.982 | 0.982 | 0.982
World | X_Fuel_Cell | 0.982 | 0.982 | 0.982 | 0.982 | 0.982 | 0.982 | 0.982 | 0.982
World | X_Methanation | 0.982 | 0.982 | 0.982 | 0.982 | 0.982 | 0.982 | 0.982 | 0.982
World | A_CCS_Capacity | bar: 2018 to 2050
World | CHP_Biomass_CCS | 0.84 | 0.84 | 0.84 | 0.84 | 0.84 | 0.84 | 0.84 | 0.84
World | P_Biomass_CCS | 0.84 | 0.84 | 0.84 | 0.84 | 0.84 | 0.84 | 0.84 | 0.84
World | HLR_Gas_Boiler | 0.98 | 0.98 | 0.98 | 0.98 | 0.98 | 0.98 | 0.98 | 0.98
World | HLR_Gas_CHP | 0.98 | 0.98 | 0.98 | 0.98 | 0.98 | 0.98 | 0.98 | 0.98
World | HLR_Biomass | 0.98 | 0.98 | 0.98 | 0.98 | 0.98 | 0.98 | 0.98 | 0.98
World | HLR_Biomass_CHP | 0.98 | 0.98 | 0.98 | 0.98 | 0.98 | 0.98 | 0.98 | 0.98
World | HLR_Hardcoal | 0.98 | 0.98 | 0.98 | 0.98 | 0.98 | 0.98 | 0.98 | 0.98
World | HLR_Lignite | 0.98 | 0.98 | 0.98 | 0.98 | 0.98 | 0.98 | 0.98 | 0.98
World | HLR_Hardcoal_CHP | 0.98 | 0.98 | 0.98 | 0.98 | 0.98 | 0.98 | 0.98 | 0.98
World | HLR_Lignite_CHP | 0.98 | 0.98 | 0.98 | 0.98 | 0.98 | 0.98 | 0.98 | 0.98
World | HLR_Direct_Electric | 0.98 | 0.98 | 0.98 | 0.98 | 0.98 | 0.98 | 0.98 | 0.98
World | HLR_Solar_Thermal | 0.98 | 0.98 | 0.98 | 0.98 | 0.98 | 0.98 | 0.98 | 0.98
World | HLR_Heatpump_Aerial | 0.98 | 0.98 | 0.98 | 0.98 | 0.98 | 0.98 | 0.98 | 0.98
World | HLR_Heatpump_Ground | 0.98 | 0.98 | 0.98 | 0.98 | 0.98 | 0.98 | 0.98 | 0.98
World | HLR_Geothermal | 0.98 | 0.98 | 0.98 | 0.98 | 0.98 | 0.98 | 0.98 | 0.98
World | HLR_Oil_Boiler | 0.98 | 0.98 | 0.98 | 0.98 | 0.98 | 0.98 | 0.98 | 0.98
World | HLI_Gas_Boiler | 0.98 | 0.98 | 0.98 | 0.98 | 0.98 | 0.98 | 0.98 | 0.98
World | HLI_Gas_CHP | 0.98 | 0.98 | 0.98 | 0.98 | 0.98 | 0.98 | 0.98 | 0.98
World | HLI_Biomass | 0.98 | 0.98 | 0.98 | 0.98 | 0.98 | 0.98 | 0.98 | 0.98
World | HLI_Biomass_CHP | 0.98 | 0.98 | 0.98 | 0.98 | 0.98 | 0.98 | 0.98 | 0.98
World | HLI_Hardcoal | 0.98 | 0.98 | 0.98 | 0.98 | 0.98 | 0.98 | 0.98 | 0.98
World | HLI_Lignite | 0.98 | 0.98 | 0.98 | 0.98 | 0.98 | 0.98 | 0.98 | 0.98
World | HLI_Hardcoal_CHP | 0.98 | 0.98 | 0.98 | 0.98 | 0.98 | 0.98 | 0.98 | 0.98
World | HLI_Lignite_CHP | 0.98 | 0.98 | 0.98 | 0.98 | 0.98 | 0.98 | 0.98 | 0.98
World | HLI_Solar_Thermal | 0.98 | 0.98 | 0.98 | 0.98 | 0.98 | 0.98 | 0.98 | 0.98
World | HLI_Fuelcell | 0.98 | 0.98 | 0.98 | 0.98 | 0.98 | 0.98 | 0.98 | 0.98
World | HLI_Geothermal | 0.98 | 0.98 | 0.98 | 0.98 | 0.98 | 0.98 | 0.98 | 0.98
World | HLI_Oil_Boiler | 0.98 | 0.98 | 0.98 | 0.98 | 0.98 | 0.98 | 0.98 | 0.98
World | HLI_Direct_Electric | 0.98 | 0.98 | 0.98 | 0.98 | 0.98 | 0.98 | 0.98 | 0.98
World | HLI_Oil_CHP | 0.98 | 0.98 | 0.98 | 0.98 | 0.98 | 0.98 | 0.98 | 0.98
World | HMI_Gas | 0.98 | 0.98 | 0.98 | 0.98 | 0.98 | 0.98 | 0.98 | 0.98
World | HMI_H2 | 0.98 | 0.98 | 0.98 | 0.98 | 0.98 | 0.98 | 0.98 | 0.98
World | HMI_Biomass | 0.98 | 0.98 | 0.98 | 0.98 | 0.98 | 0.98 | 0.98 | 0.98
World | HMI_HardCoal | 0.98 | 0.98 | 0.98 | 0.98 | 0.98 | 0.98 | 0.98 | 0.98
World | HMI_Steam_Electric | 0.98 | 0.98 | 0.98 | 0.98 | 0.98 | 0.98 | 0.98 | 0.98
World | HMI_Oil | 0.98 | 0.98 | 0.98 | 0.98 | 0.98 | 0.98 | 0.98 | 0.98
World | HHI_BF_BOF | 0.98 | 0.98 | 0.98 | 0.98 | 0.98 | 0.98 | 0.98 | 0.98
World | HHI_DRI_EAF | 0.98 | 0.98 | 0.98 | 0.98 | 0.98 | 0.98 | 0.98 | 0.98
World | HHI_Scrap_EAF | 0.98 | 0.98 | 0.98 | 0.98 | 0.98 | 0.98 | 0.98 | 0.98
World | HHI_H2DRI_EAF | 0.98 | 0.98 | 0.98 | 0.98 | 0.98 | 0.98 | 0.98 | 0.98
World | HHI_Molten_Electrolysis | 0.98 | 0.98 | 0.98 | 0.98 | 0.98 | 0.98 | 0.98 | 0.98
World | HHI_Bio_BF_BOF | 0.98 | 0.98 | 0.98 | 0.98 | 0.98 | 0.98 | 0.98 | 0.98
World | P_Nuclear | 0.8 | 0.8 | 0.8 | 0.8 | 0.8 | 0.8 | 0.8 | 0.8
World | P_Nuclear | 0.8 | 0.8 | 0.8 | 0.8 | 0.8 | 0.8 | 0.8 | 0.8
World | CHP_Nuclear | 0.8 | 0.8 | 0.8 | 0.8 | 0.8 | 0.8 | 0.8 | 0.8
World | CHP_Nuclear | 0.8 | 0.8 | 0.8 | 0.8 | 0.8 | 0.8 | 0.8 | 0.8
World | HHI_BF_BOF_CCS | 0.98 | 0.98 | 0.98 | 0.98 | 0.98 | 0.98 | 0.98 | 0.98
World | HHI_DRI_EAF_CCS | 0.98 | 0.98 | 0.98 | 0.98 | 0.98 | 0.98 | 0.98 | 0.98
World | HLI_Biomass_CHP_CCS | 0.98 | 0.98 | 0.98 | 0.98 | 0.98 | 0.98 | 0.98 | 0.98
World | HLI_Hardcoal_CHP_CCS | 0.98 | 0.98 | 0.98 | 0.98 | 0.98 | 0.98 | 0.98 | 0.98
World | HLI_Lignite_CHP_CCS | 0.98 | 0.98 | 0.98 | 0.98 | 0.98 | 0.98 | 0.98 | 0.98
World | HLR_Biomass_CHP_CCS | 0.98 | 0.98 | 0.98 | 0.98 | 0.98 | 0.98 | 0.98 | 0.98
World | HLR_Hardcoal_CHP_CCS | 0.98 | 0.98 | 0.98 | 0.98 | 0.98 | 0.98 | 0.98 | 0.98
World | HLR_Lignite_CHP_CCS | 0.98 | 0.98 | 0.98 | 0.98 | 0.98 | 0.98 | 0.98 | 0.98
World | HMI_Gas_CCS | 0.98 | 0.98 | 0.98 | 0.98 | 0.98 | 0.98 | 0.98 | 0.98
World | HMI_HardCoal_CCS | 0.98 | 0.98 | 0.98 | 0.98 | 0.98 | 0.98 | 0.98 | 0.98
World | P_Coal_Hardcoal_CCS | 0.98 | 0.98 | 0.98 | 0.98 | 0.98 | 0.98 | 0.98 | 0.98
World | P_Coal_Lignite_CCS | 0.98 | 0.98 | 0.98 | 0.98 | 0.98 | 0.98 | 0.98 | 0.98
World | P_Gas_CCS | 0.98 | 0.98 | 0.98 | 0.98 | 0.98 | 0.98 | 0.98 | 0.98
World | X_SMR | 0.98 | 0.98 | 0.98 | 0.98 | 0.98 | 0.98 | 0.98 | 0.98
World | X_SMR_CCS | 0.98 | 0.98 | 0.98 | 0.98 | 0.98 | 0.98 | 0.98 | 0.98
World | A_Air | bar: 2018 to 2050
World | HLR_H2_Boiler | 0.98 | 0.98 | 0.98 | 0.98 | 0.98 | 0.98 | 0.98 | 0.98
World | HLI_H2_Boiler | 0.98 | 0.98 | 0.98 | 0.98 | 0.98 | 0.98 | 0.98 | 0.98
World | X_Biofuel | bar: 2018 to 2050
World | Z_Import_Electricity | bar: 2018 to 2050
DE | A_Rooftop_Commercial | bar: 2018 to 2050
DE | A_Rooftop_Residential | bar: 2018 to 2050
DE | D_Battery_Li-Ion | bar: 2018 to 2050
DE | D_Battery_Redox | bar: 2018 to 2050
DE | D_Gas_H2 | bar: 2018 to 2050
DE | D_Gas_Methane | bar: 2018 to 2050
DE | D_Heat_HLI | bar: 2018 to 2050
DE | D_Heat_HLR | bar: 2018 to 2050
DE | D_PHS | bar: 2018 to 2050
DE | D_PHS_Residual | bar: 2018 to 2050
DE | D_CAES | bar: 2018 to 2050
DE | FRT_Rail_Conv | 0.95 | 0.95 | 0.95 | 0.95 | 0.95 | 0.95 | 0.95 | 0.95
DE | FRT_Rail_Electric | 0.95 | 0.95 | 0.95 | 0.95 | 0.95 | 0.95 | 0.95 | 0.95
DE | FRT_Road_OH | 0 | 0 | 0 | 0.95 | 0.95 | 0.95 | 0.95 | 0.95
DE | FRT_Road_BEV | 0 | 0.91734 | 0.93258 | 0.93639 | 0.9383 | 0.93925 | 0.93973 | 0.9402
DE | FRT_Road_H2 | 0 | 0 | 0.95 | 0.95 | 0.95 | 0.95 | 0.95 | 0.95
DE | FRT_Road_ICE | 0.95 | 0.95 | 0.95 | 0.95 | 0.95 | 0.95 | 0.95 | 0.95
DE | FRT_Road_PHEV | 0 | 0.95 | 0.95 | 0.95 | 0.95 | 0.95 | 0.95 | 0.95
DE | FRT_Road_ICE_Bio | 0.95 | 0.95 | 0.95 | 0.95 | 0.95 | 0.95 | 0.95 | 0.95
DE | FRT_Road_PHEV_Bio | 0.95 | 0.95 | 0.95 | 0.95 | 0.95 | 0.95 | 0.95 | 0.95
DE | FRT_Ship_Bio | 0.95 | 0.95 | 0.95 | 0.95 | 0.95 | 0.95 | 0.95 | 0.95
DE | FRT_Ship_Conv | 0.95 | 0.95 | 0.95 | 0.95 | 0.95 | 0.95 | 0.95 | 0.95
DE | P_Biomass | 0.98 | 0.98 | 0.98 | 0.98 | 0.98 | 0.98 | 0.98 | 0.98
DE | P_Coal_Hardcoal | 0.98 | 0.98 | 0.98 | 0.98 | 0.98 | 0.98 | 0.98 | 0.98
DE | P_Coal_Lignite | 0.98 | 0.98 | 0.98 | 0.98 | 0.98 | 0.98 | 0.98 | 0.98
DE | P_Gas | 0.98 | 0.98 | 0.98 | 0.98 | 0.98 | 0.98 | 0.98 | 0.98
DE | P_Nuclear | 0.9 | 0.9 | 0.9 | 0.9 | 0.9 | 0.9 | 0.9 | 0.9
DE | P_Oil | 0.98 | 0.98 | 0.98 | 0.98 | 0.98 | 0.98 | 0.98 | 0.98
DE | PSNG_Air_Bio | 0 | 0 | 0 | 0 | 0.95 | 0.95 | 0.95 | 0.95
DE | PSNG_Air_Conv | 0.95 | 0.95 | 0.95 | 0.95 | 0.95 | 0.95 | 0.95 | 0.95
DE | PSNG_Air_H2 | 0 | 0 | 0 | 0 | 0 | 0.95 | 0.95 | 0.95
DE | PSNG_Rail_Conv | 0.95 | 0.95 | 0.95 | 0.95 | 0.95 | 0.95 | 0.95 | 0.95
DE | PSNG_Rail_Electric | 0.95 | 0.95 | 0.95 | 0.95 | 0.95 | 0.95 | 0.95 | 0.95
DE | PSNG_Road_BEV | 0 | 0.91734 | 0.91734 | 0.91734 | 0.91734 | 0.91734 | 0.91734 | 0.91734
DE | PSNG_Road_H2 | 0 | 0 | 0.95 | 0.95 | 0.95 | 0.95 | 0.95 | 0.95
DE | PSNG_Road_ICE | 0.95 | 0.95 | 0.95 | 0.95 | 0.95 | 0.95 | 0.95 | 0.95
DE | PSNG_Road_PHEV | 0 | 0.95 | 0.95 | 0.95 | 0.95 | 0.95 | 0.95 | 0.95
DE | PSNG_Road_ICE_Bio | 0.95 | 0.95 | 0.95 | 0.95 | 0.95 | 0.95 | 0.95 | 0.95
DE | PSNG_Road_PHEV_Bio | 0.95 | 0.95 | 0.95 | 0.95 | 0.95 | 0.95 | 0.95 | 0.95
DE | R_Coal_Hardcoal | bar: 2018 to 2050
DE | R_Coal_Lignite | bar: 2018 to 2050
DE | R_Gas | bar: 2018 to 2050
DE | R_Nuclear | bar: 2018 to 2050
DE | R_Oil | bar: 2018 to 2050
DE | RES_Biomass | bar: 2018 to 2050
DE | RES_CSP | 0.98 | 0.98 | 0.98 | 0.98 | 0.98 | 0.98 | 0.98 | 0.98
DE | RES_CSP_Storage | 0.98 | 0.98 | 0.98 | 0.98 | 0.98 | 0.98 | 0.98 | 0.98
DE | RES_Geothermal | 0.92 | 0.92 | 0.92 | 0.92 | 0.92 | 0.92 | 0.92 | 0.92
DE | RES_Hydro_Small | 0.9 | 0.9 | 0.9 | 0.9 | 0.9 | 0.9 | 0.9 | 0.9
DE | RES_Ocean | 0.36 | 0.45 | 0.46 | 0.47 | 0.47 | 0.47 | 0.48 | 0.5
DE | RES_PV_Rooftop_Commercial | 0.98 | 0.98 | 0.98 | 0.98 | 0.98 | 0.98 | 0.98 | 0.98
DE | RES_PV_Rooftop_Residential | 0.98 | 0.98 | 0.98 | 0.98 | 0.98 | 0.98 | 0.98 | 0.98
DE | RES_PV_Utility_Avg | 0.98 | 0.98 | 0.98 | 0.98 | 0.98 | 0.98 | 0.98 | 0.98
DE | RES_PV_Utility_Inf | 0.98 | 0.98 | 0.98 | 0.98 | 0.98 | 0.98 | 0.98 | 0.98
DE | RES_PV_Utility_Opt | 0.98 | 0.98 | 0.98 | 0.98 | 0.98 | 0.98 | 0.98 | 0.98
DE | RES_Wind_Offshore_Transitional | 0.98 | 0.98 | 0.98 | 0.98 | 0.98 | 0.98 | 0.98 | 0.98
DE | RES_Wind_Offshore_Shallow | 0.98 | 0.98 | 0.98 | 0.98 | 0.98 | 0.98 | 0.98 | 0.98
DE | RES_Wind_Offshore_Deep | 0.98 | 0.98 | 0.98 | 0.98 | 0.98 | 0.98 | 0.98 | 0.98
DE | RES_Wind_Onshore_Avg | 0.98 | 0.98 | 0.98 | 0.98 | 0.98 | 0.98 | 0.98 | 0.98
DE | RES_Wind_Onshore_Inf | 0.98 | 0.98 | 0.98 | 0.98 | 0.98 | 0.98 | 0.98 | 0.98
DE | RES_Wind_Onshore_Opt | 0.98 | 0.98 | 0.98 | 0.98 | 0.98 | 0.98 | 0.98 | 0.98
DE | X_Electrolysis | 0.982 | 0.982 | 0.982 | 0.982 | 0.982 | 0.982 | 0.982 | 0.982
DE | X_Fuel_Cell | 0.982 | 0.982 | 0.982 | 0.982 | 0.982 | 0.982 | 0.982 | 0.982
DE | X_Methanation | 0.982 | 0.982 | 0.982 | 0.982 | 0.982 | 0.982 | 0.982 | 0.982
DE | A_CCS_Capacity | bar: 2018 to 2050
DE | CHP_Biomass_CCS | 0.84 | 0.84 | 0.84 | 0.84 | 0.84 | 0.84 | 0.84 | 0.84
DE | P_Biomass_CCS | 0.84 | 0.84 | 0.84 | 0.84 | 0.84 | 0.84 | 0.84 | 0.84
DE | HLR_Gas_Boiler | 0.98 | 0.98 | 0.98 | 0.98 | 0.98 | 0.98 | 0.98 | 0.98
DE | HLR_Gas_CHP | 0.98 | 0.98 | 0.98 | 0.98 | 0.98 | 0.98 | 0.98 | 0.98
DE | HLR_Biomass | 0.98 | 0.98 | 0.98 | 0.98 | 0.98 | 0.98 | 0.98 | 0.98
DE | HLR_Biomass_CHP | 0.98 | 0.98 | 0.98 | 0.98 | 0.98 | 0.98 | 0.98 | 0.98
DE | HLR_Hardcoal | 0.98 | 0.98 | 0.98 | 0.98 | 0.98 | 0.98 | 0.98 | 0.98
DE | HLR_Lignite | 0.98 | 0.98 | 0.98 | 0.98 | 0.98 | 0.98 | 0.98 | 0.98
DE | HLR_Hardcoal_CHP | 0.98 | 0.98 | 0.98 | 0.98 | 0.98 | 0.98 | 0.98 | 0.98
DE | HLR_Lignite_CHP | 0.98 | 0.98 | 0.98 | 0.98 | 0.98 | 0.98 | 0.98 | 0.98
DE | HLR_Direct_Electric | 0.98 | 0.98 | 0.98 | 0.98 | 0.98 | 0.98 | 0.98 | 0.98
DE | HLR_Solar_Thermal | 0.98 | 0.98 | 0.98 | 0.98 | 0.98 | 0.98 | 0.98 | 0.98
DE | HLR_Heatpump_Aerial | 0.98 | 0.98 | 0.98 | 0.98 | 0.98 | 0.98 | 0.98 | 0.98
DE | HLR_Heatpump_Ground | 0.98 | 0.98 | 0.98 | 0.98 | 0.98 | 0.98 | 0.98 | 0.98
DE | HLR_Geothermal | 0 | 0.98 | 0.98 | 0.98 | 0.98 | 0.98 | 0.98 | 0.98
DE | HLR_Oil_Boiler | 0.98 | 0.98 | 0.98 | 0.98 | 0.98 | 0.98 | 0.98 | 0.98
DE | HLI_Gas_Boiler | 0.98 | 0.98 | 0.98 | 0.98 | 0.98 | 0.98 | 0.98 | 0.98
DE | HLI_Gas_CHP | 0.98 | 0.98 | 0.98 | 0.98 | 0.98 | 0.98 | 0.98 | 0.98
DE | HLI_Biomass | 0.98 | 0.98 | 0.98 | 0.98 | 0.98 | 0.98 | 0.98 | 0.98
DE | HLI_Biomass_CHP | 0.98 | 0.98 | 0.98 | 0.98 | 0.98 | 0.98 | 0.98 | 0.98
DE | HLI_Hardcoal | 0.98 | 0.98 | 0.98 | 0.98 | 0.98 | 0.98 | 0.98 | 0.98
DE | HLI_Lignite | 0.98 | 0.98 | 0.98 | 0.98 | 0.98 | 0.98 | 0.98 | 0.98
DE | HLI_Hardcoal_CHP | 0.98 | 0.98 | 0.98 | 0.98 | 0.98 | 0.98 | 0.98 | 0.98
DE | HLI_Lignite_CHP | 0.98 | 0.98 | 0.98 | 0.98 | 0.98 | 0.98 | 0.98 | 0.98
DE | HLI_Solar_Thermal | 0.98 | 0.98 | 0.98 | 0.98 | 0.98 | 0.98 | 0.98 | 0.98
DE | HLI_Fuelcell | 0 | 0 | 0 | 0.98 | 0.98 | 0.98 | 0.98 | 0.98
DE | HLI_Geothermal | 0 | 0.98 | 0.98 | 0.98 | 0.98 | 0.98 | 0.98 | 0.98
DE | HLI_Oil_Boiler | 0.98 | 0.98 | 0.98 | 0.98 | 0.98 | 0.98 | 0.98 | 0.98
DE | HLI_Direct_Electric | 0.98 | 0.98 | 0.98 | 0.98 | 0.98 | 0.98 | 0.98 | 0.98
DE | HLI_Oil_CHP | 0.98 | 0.98 | 0.98 | 0.98 | 0.98 | 0.98 | 0.98 | 0.98
DE | HMI_Gas | 0.98 | 0.98 | 0.98 | 0.98 | 0.98 | 0.98 | 0.98 | 0.98
DE | HMI_H2 | 0 | 0 | 0.98 | 0.98 | 0.98 | 0.98 | 0.98 | 0.98
DE | HMI_Biomass | 0.98 | 0.98 | 0.98 | 0.98 | 0.98 | 0.98 | 0.98 | 0.98
DE | HMI_HardCoal | 0.98 | 0.98 | 0.98 | 0.98 | 0.98 | 0.98 | 0.98 | 0.98
DE | HMI_Steam_Electric | 0.98 | 0.98 | 0.98 | 0.98 | 0.98 | 0.98 | 0.98 | 0.98
DE | HMI_Oil | 0.98 | 0.98 | 0.98 | 0.98 | 0.98 | 0.98 | 0.98 | 0.98
DE | HHI_BF_BOF | 0.98 | 0.98 | 0.98 | 0.98 | 0.98 | 0.98 | 0.98 | 0.98
DE | HHI_DRI_EAF | 0.98 | 0.98 | 0.98 | 0.98 | 0.98 | 0.98 | 0.98 | 0.98
DE | HHI_Scrap_EAF | 0.98 | 0.98 | 0.98 | 0.98 | 0.98 | 0.98 | 0.98 | 0.98
DE | HHI_H2DRI_EAF | 0 | 0 | 0 | 0.98 | 0.98 | 0.98 | 0.98 | 0.98
DE | HHI_Molten_Electrolysis | 0 | 0 | 0 | 0 | 0 | 0.98 | 0.98 | 0.98
DE | HHI_Bio_BF_BOF | 0 | 0 | 0.98 | 0.98 | 0.98 | 0.98 | 0.98 | 0.98
DE | P_Nuclear | 0.8 | 0.8 | 0.8 | 0.8 | 0.8 | 0.8 | 0.8 | 0.8
DE | P_Nuclear | 0.8 | 0.8 | 0.8 | 0.8 | 0.8 | 0.8 | 0.8 | 0.8
DE | CHP_Nuclear | 0.8 | 0.8 | 0.8 | 0.8 | 0.8 | 0.8 | 0.8 | 0.8
DE | CHP_Nuclear | 0.8 | 0.8 | 0.8 | 0.8 | 0.8 | 0.8 | 0.8 | 0.8
DE | HHI_BF_BOF_CCS | 0.98 | 0.98 | 0.98 | 0.98 | 0.98 | 0.98 | 0.98 | 0.98
DE | HHI_DRI_EAF_CCS | 0.98 | 0.98 | 0.98 | 0.98 | 0.98 | 0.98 | 0.98 | 0.98
DE | HLI_Biomass_CHP_CCS | 0.98 | 0.98 | 0.98 | 0.98 | 0.98 | 0.98 | 0.98 | 0.98
DE | HLI_Hardcoal_CHP_CCS | 0.98 | 0.98 | 0.98 | 0.98 | 0.98 | 0.98 | 0.98 | 0.98
DE | HLI_Lignite_CHP_CCS | 0.98 | 0.98 | 0.98 | 0.98 | 0.98 | 0.98 | 0.98 | 0.98
DE | HLR_Biomass_CHP_CCS | 0.98 | 0.98 | 0.98 | 0.98 | 0.98 | 0.98 | 0.98 | 0.98
DE | HLR_Hardcoal_CHP_CCS | 0.98 | 0.98 | 0.98 | 0.98 | 0.98 | 0.98 | 0.98 | 0.98
DE | HLR_Lignite_CHP_CCS | 0.98 | 0.98 | 0.98 | 0.98 | 0.98 | 0.98 | 0.98 | 0.98
DE | HMI_Gas_CCS | 0.98 | 0.98 | 0.98 | 0.98 | 0.98 | 0.98 | 0.98 | 0.98
DE | HMI_HardCoal_CCS | 0.98 | 0.98 | 0.98 | 0.98 | 0.98 | 0.98 | 0.98 | 0.98
DE | P_Coal_Hardcoal_CCS | 0.98 | 0.98 | 0.98 | 0.98 | 0.98 | 0.98 | 0.98 | 0.98
DE | P_Coal_Lignite_CCS | 0.98 | 0.98 | 0.98 | 0.98 | 0.98 | 0.98 | 0.98 | 0.98
DE | P_Gas_CCS | 0.98 | 0.98 | 0.98 | 0.98 | 0.98 | 0.98 | 0.98 | 0.98
DE | X_SMR | 0.98 | 0.98 | 0.98 | 0.98 | 0.98 | 0.98 | 0.98 | 0.98
DE | X_SMR_CCS | 0.98 | 0.98 | 0.98 | 0.98 | 0.98 | 0.98 | 0.98 | 0.98
DE | X_DAC | 0.98 | 0.98 | 0.98 | 0.98 | 0.98 | 0.98 | 0.98 | 0.98
DE | A_Air | bar: 2018 to 2050
DE | HLR_H2_Boiler | 0 | 0 | 0.98 | 0.98 | 0.98 | 0.98 | 0.98 | 0.98
DE | HLI_H2_Boiler | 0 | 0 | 0.98 | 0.98 | 0.98 | 0.98 | 0.98 | 0.98
DE | X_Biofuel | 0 | 1 | 1 | 1 | 1 | 1 | 1 | 1
DE | X_Powerfuel | 0 | 0 | 0 | 1 | 1 | 1 | 1 | 1
DE | RES_Biogas | bar: 2018 to 2050
DE | RES_Grass | bar: 2018 to 2050
DE | RES_Paper_Cardboard | bar: 2018 to 2050
DE | RES_Residues | bar: 2018 to 2050
DE | RES_Roundwood | bar: 2018 to 2050
DE | RES_Wood | bar: 2018 to 2050
DE | X_Gasifier | 0.98 | 0.98 | 0.98 | 0.98 | 0.98 | 0.98 | 0.98 | 0.98
DE | X_Liquifier | 0.98 | 0.98 | 0.98 | 0.98 | 0.98 | 0.98 | 0.98 | 0.98
DE | FRT_Road_LNG | 0.98 | 0.98 | 0.98 | 0.98 | 0.98 | 0.98 | 0.98 | 0.98
DE | FRT_Ship_LNG | 0.98 | 0.98 | 0.98 | 0.98 | 0.98 | 0.98 | 0.98 | 0.98
DE | PSNG_Road_LNG | 0.98 | 0.98 | 0.98 | 0.98 | 0.98 | 0.98 | 0.98 | 0.98
DE | P_H2_OCGT | 0.98 | 0.98 | 0.98 | 0.98 | 0.98 | 0.98 | 0.98 | 0.98
DE | X_DAC_LT | 0.98 | 0.98 | 0.98 | 0.98 | 0.98 | 0.98 | 0.98 | 0.98
DE | X_DAC_HT | 0.98 | 0.98 | 0.98 | 0.98 | 0.98 | 0.98 | 0.98 | 0.98
DE | Z_Import_H2 | bar: 2018 to 2050
DE | Z_ETS_Buy | bar: 2018 to 2050
DE | Z_ETS_Sell | bar: 2018 to 2050
GR | RES_Hydro_Large | 0.4 | 0.33 | 0.33 | 0.33 | 0.33 | 0.33 | 0.33 | 0.33
PL | RES_Hydro_Large | 0.6 | 0.33 | 0.33 | 0.33 | 0.33 | 0.33 | 0.33 | 0.33
DE | P_Gas_CCGT | 0.87 | 0.87 | 0.87 | 0.87 | 0.87 | 0.87 | 0.87 | 0.87 | ETRI 2014
DE | P_Gas_OCGT | 0.87 | 0.87 | 0.87 | 0.87 | 0.87 | 0.87 | 0.87 | 0.87
DE | P_Gas_Engines | 0.87 | 0.87 | 0.87 | 0.87 | 0.87 | 0.87 | 0.87 | 0.87
DE | CHP_Biomass_Solid | 0.9 | 0.9 | 0.9 | 0.9 | 0.9 | 0.9 | 0.9 | 0.9 | JRC-TIMES
DE | CHP_Coal_Hardcoal | 0.9 | 0.9 | 0.9 | 0.9 | 0.9 | 0.9 | 0.9 | 0.9 | JRC-TIMES
DE | CHP_Coal_Lignite | 0.9 | 0.9 | 0.9 | 0.9 | 0.9 | 0.9 | 0.9 | 0.9 | JRC-TIMES
DE | CHP_Gas_CCGT_Natural | 0.9 | 0.9 | 0.9 | 0.9 | 0.9 | 0.9 | 0.9 | 0.9 | JRC-TIMES
DE | CHP_Gas_CCGT_Biogas | 0.9 | 0.9 | 0.9 | 0.9 | 0.9 | 0.9 | 0.9 | 0.9 | JRC-TIMES
DE | CHP_Gas_CCGT_SynGas | 0.9 | 0.9 | 0.9 | 0.9 | 0.9 | 0.9 | 0.9 | 0.9 | JRC-TIMES
DE | CHP_Biomass_Solid_CCS | 0.9 | 0.9 | 0.9 | 0.9 | 0.9 | 0.9 | 0.9 | 0.9 | JRC-TIMES
DE | CHP_Coal_Hardcoal_CCS | 0.9 | 0.9 | 0.9 | 0.9 | 0.9 | 0.9 | 0.9 | 0.9 | JRC-TIMES
DE | CHP_Coal_Lignite_CCS | 0.9 | 0.9 | 0.9 | 0.9 | 0.9 | 0.9 | 0.9 | 0.9 | JRC-TIMES
DE | CHP_Gas_CCGT_Natural_CCS | 0.9 | 0.9 | 0.9 | 0.9 | 0.9 | 0.9 | 0.9 | 0.9 | JRC-TIMES
DE | CHP_Gas_CCGT_Biogas_CCS | 0.9 | 0.9 | 0.9 | 0.9 | 0.9 | 0.9 | 0.9 | 0.9 | JRC-TIMES
DE | CHP_Hydrogen_FuelCell | 0 | 0 | 0 | 0.98 | 0.98 | 0.98 | 0.98 | 0.98
DE | HLI_Convert_DH | bar: 2018 to 2050
DE | HLR_Convert_DH | bar: 2018 to 2050
DE | CHP_Oil | 0.9 | 0.9 | 0.9 | 0.9 | 0.9 | 0.9 | 0.9 | 0.9 | same as other CHPs
DE | Res_PV_Utility_Tracking | 0.98 | 0.98 | 0.98 | 0.98 | 0.98 | 0.98 | 0.98 | 0.98
FI | P_Nuclear | 0.95 | 0.95 | 0.95 | 0.95 | 0.95 | 0.95 | 0.95 | 0.95
HU | P_Nuclear | 0.9 | 0.9 | 0.9 | 0.9 | 0.9 | 0.9 | 0.9 | 0.9
RO | P_Nuclear | 0.95 | 0.95 | 0.95 | 0.95 | 0.95 | 0.95 | 0.95 | 0.95
SI | P_Nuclear | 0.88 | 0.88 | 0.88 | 0.88 | 0.88 | 0.88 | 0.88 | 0.88
DE | P_Nuclear | 0.87 | 0.87 | 0.87 | 0.87 | 0.87 | 0.87 | 0.87 | 0.87
AT | RES_Waste | bar: 2018 to 2050
AT | RES_Hydro_Large | 0.284 | 0.284 | 0.284 | 0.284 | 0.284 | 0.284 | 0.284 | 0.284
BE | RES_Hydro_Large | 0.096725 | 0.096725 | 0.096725 | 0.096725 | 0.096725 | 0.096725 | 0.096725 | 0.096725
BG | RES_Hydro_Large | 0.13402 | 0.13402 | 0.13402 | 0.13402 | 0.13402 | 0.13402 | 0.13402 | 0.13402
CH | RES_Hydro_Large | 0.29349 | 0.29349 | 0.29349 | 0.29349 | 0.29349 | 0.29349 | 0.29349 | 0.29349
CZ | RES_Hydro_Large | 0.12749 | 0.12749 | 0.12749 | 0.12749 | 0.12749 | 0.12749 | 0.12749 | 0.12749
DE | RES_Hydro_Large | 0.41728 | 0.41728 | 0.41728 | 0.41728 | 0.41728 | 0.41728 | 0.41728 | 0.41728
DK | RES_Hydro_Large | 0 | 0 | 0 | 0 | 0 | 0 | 0 | 0
EE | RES_Hydro_Large | 0 | 0 | 0 | 0 | 0 | 0 | 0 | 0
ES | RES_Hydro_Large | 0.51266 | 0.48266 | 0.45266 | 0.45266 | 0.45266 | 0.45266 | 0.45266 | 0.45266
FI | RES_Hydro_Large | 0 | 0 | 0 | 0 | 0 | 0 | 0 | 0
FR | RES_Hydro_Large | 0.32024 | 0.32024 | 0.32024 | 0.32024 | 0.32024 | 0.32024 | 0.32024 | 0.32024
GR | RES_Hydro_Large | 0.1899 | 0.1899 | 0.1899 | 0.1899 | 0.1899 | 0.1899 | 0.1899 | 0.1899
HR | RES_Hydro_Large | 0.28496 | 0.28496 | 0.28496 | 0.28496 | 0.28496 | 0.28496 | 0.28496 | 0.28496
HU | RES_Hydro_Large | 0 | 0 | 0 | 0 | 0 | 0 | 0 | 0
IE | RES_Hydro_Large | 0.1525 | 0.1525 | 0.1525 | 0.1525 | 0.1525 | 0.1525 | 0.1525 | 0.1525
IT | RES_Hydro_Large | 0.21613 | 0.21613 | 0.21613 | 0.21613 | 0.21613 | 0.21613 | 0.21613 | 0.21613
LT | RES_Hydro_Large | 0.5756 | 0.5756 | 0.5756 | 0.5756 | 0.5756 | 0.5756 | 0.5756 | 0.5756
LU | RES_Hydro_Large | 0.11968 | 0.11968 | 0.11968 | 0.11968 | 0.11968 | 0.11968 | 0.11968 | 0.11968
LV | RES_Hydro_Large | 0 | 0 | 0 | 0 | 0 | 0 | 0 | 0
NL | RES_Hydro_Large | 0 | 0 | 0 | 0 | 0 | 0 | 0 | 0
NO | RES_Hydro_Large | 0.43819 | 0.48 | 0.5 | 0.51 | 0.51 | 0.52 | 0.53 | 0.54
NONEU_Balkan | RES_Hydro_Large | 0.46714 | 0.46714 | 0.46714 | 0.46714 | 0.46714 | 0.46714 | 0.46714 | 0.46714
PL | RES_Hydro_Large | 0.023856 | 0.023856 | 0.023856 | 0.023856 | 0.023856 | 0.023856 | 0.023856 | 0.023856
PT | RES_Hydro_Large | 0 | 0 | 0 | 0 | 0 | 0 | 0 | 0
RO | RES_Hydro_Large | 0 | 0 | 0 | 0 | 0 | 0 | 0 | 0
SE | RES_Hydro_Large | 0.51742 | 0.51742 | 0.51742 | 0.51742 | 0.51742 | 0.51742 | 0.51742 | 0.51742
SI | RES_Hydro_Large | 0.36908 | 0.36908 | 0.36908 | 0.36908 | 0.36908 | 0.36908 | 0.36908 | 0.36908
SK | RES_Hydro_Large | 0.034885 | 0.034885 | 0.034885 | 0.034885 | 0.034885 | 0.034885 | 0.034885 | 0.034885
TR | RES_Hydro_Large | 0.26683 | 0.26683 | 0.26683 | 0.26683 | 0.26683 | 0.26683 | 0.26683 | 0.26683
UK | RES_Hydro_Large | 0 | 0 | 0 | 0 | 0 | 0 | 0 | 0
PT | RES_Hydro_Small | 0.88 | 0.88 | 0.88 | 0.88 | 0.88 | 0.88 | 0.88 | 0.88

## Par_CapacityFactor
CapacityFactor{r in REGION, t in TECHNOLOGY, l in TIMESLICE, y in YEAR}
Indicates the maximum time technology may run in a given time slice.
Unit: Fraction
Region | Technology | Timeslice | 2018 | 2020 | 2025 | 2030 | 2035 | 2040 | 2045 | 2050
same as Fuel_Cell
same as Fuel_Cell
same as Fuel_Cell
same as Fuel_Cell
same as Fuel_Cell
same as Fuel_Cell
same as Fuel_Cell
same as Fuel_Cell
same as Fuel_Cell
same as Fuel_Cell
same as Fuel_Cell
same as Fuel_Cell
same as Fuel_Cell
same as Fuel_Cell
same as Fuel_Cell
same as Fuel_Cell
same as Fuel_Cell
same as Fuel_Cell
same as Fuel_Cell
same as Fuel_Cell
same as Fuel_Cell
same as Fuel_Cell
same as Fuel_Cell
same as Fuel_Cell
same as Fuel_Cell
same as Fuel_Cell
same as Fuel_Cell
same as Fuel_Cell
same as Fuel_Cell
same as Fuel_Cell
same as Fuel_Cell
same as Fuel_Cell
avg
avg
avg
avg
opt = süden
inf norden
norden = opt
süden = inf
avg
avg

## Par_OperationalLife
OperationalLife{r in REGION, t in TECHNOLOGY}
Operational lifespan of a process in years.
Unit: Years
World | A_Rooftop_Commercial | 101
World | A_Rooftop_Residential | 101
World | CHP_Biomass | 31
World | CHP_Coal_Hardcoal | 41
World | CHP_Coal_Lignite | 31
World | CHP_Gas | 31
World | CHP_Nuclear | 41
World | D_Battery_Li-Ion | 11
World | D_Battery_Redox | 20
World | D_Gas_H2 | 40
World | D_Gas_Methane | 40
World | D_Heat_HLI | 30
World | D_Heat_HLR | 30
World | D_PHS | 40
World | D_PHS_Residual | 40
World | D_CAES | 30
World | FRT_Rail_Conv | 26
World | FRT_Rail_Electric | 31
World | FRT_Road_BEV | 21
World | FRT_Road_H2 | 21
World | FRT_Road_ICE | 21
World | FRT_Road_PHEV | 26
World | FRT_Road_ICE_Bio | 21
World | FRT_Road_PHEV_bio | 26
World | FRT_Road_OH | 26
World | FRT_Ship_Bio | 31
World | FRT_Ship_Conv | 31
World | HHT_Biomass | 31
World | HHT_Coal_Hardcoal | 31
World | HHT_Coal_Lignite | 31
World | HHT_Electric_Furnace | 31
World | HHT_Gas | 31
World | HHT_Geothermal | 31
World | HHT_Oil | 21
World | HHT_H2 | 21
World | HLT_Biomass | 31
World | HLT_Coal_Hardcoal | 16
World | HLT_Coal_Lignite | 16
World | HLT_Electric_Furnace | 31
World | HLT_Gas | 26
World | HLT_Geothermal | 41
World | HLT_Heatpump | 31
World | HLT_Oil | 21
World | HLT_Rooftop_Commercial | 21
World | HLT_Rooftop_Residential | 21
World | P_Biomass | 31
World | P_Coal_Hardcoal | 51
World | P_Coal_Lignite | 31
World | P_Gas | 31
World | P_Nuclear | 41
World | P_Oil | 31
World | PSNG_Air_Bio | 16
World | PSNG_Air_Conv | 16
World | PSNG_Air_H2 | 16
World | PSNG_Rail_Conv | 26
World | PSNG_Rail_Electric | 31
World | PSNG_Road_BEV | 16
World | PSNG_Road_H2 | 21
World | PSNG_Road_ICE | 21
World | PSNG_Road_PHEV | 21
World | PSNG_Road_ICE_bio | 21
World | PSNG_Road_PHEV_bio | 21
World | R_Coal_Hardcoal | 31
World | R_Coal_Lignite | 31
World | R_Gas | 31
World | R_Nuclear | 31
World | R_Oil | 31
World | RES_Biomass | 101
World | RES_CSP | 31
World | RES_Geothermal | 41
World | RES_Hydro_Large | 81
World | RES_Hydro_Small | 81
World | RES_Ocean | 21
World | RES_PV_Rooftop_Commercial | 21
World | RES_PV_Rooftop_Residential | 21
World | RES_PV_Utility_Avg | 21
World | RES_PV_Utility_Inf | 21
World | RES_PV_Utility_Opt | 21
World | RES_Wind_Offshore_Transitional | 21
World | RES_Wind_Offshore_Shallow | 21
World | RES_Wind_Offshore_Deep | 21
World | RES_Wind_Onshore_Avg | 21
World | RES_Wind_Onshore_Inf | 21
World | RES_Wind_Onshore_Opt | 21
World | X_Electrolysis | 31
World | X_Fuel_Cell | 31
World | X_Methanation | 31
World | A_CCS_Capacity | 101
World | CHP_Biomass_CCS | 31
World | P_Biomass_CCS | 31
World | HLR_Gas_Boiler | 26
World | HLR_Gas_CHP | 26
World | HLR_Biomass | 26
World | HLR_Biomass_CHP | 26
World | HLR_Hardcoal | 26
World | HLR_Lignite | 26
World | HLR_Hardcoal_CHP | 26
World | HLR_Lignite_CHP | 26
World | HLR_Direct_Electric | 26
World | HLR_Solar_Thermal | 26
World | HLR_Heatpump_Aerial | 21
World | HLR_Heatpump_Ground | 21
World | HLR_Geothermal | 41
World | HLR_Oil_Boiler | 26
World | HLI_Gas_Boiler | 26
World | HLI_Gas_CHP | 26
World | HLI_Biomass | 26
World | HLI_Biomass_CHP | 26
World | HLI_Hardcoal | 26
World | HLI_Lignite | 26
World | HLI_Hardcoal_CHP | 26
World | HLI_Lignite_CHP | 26
World | HLI_Solar_Thermal | 21
World | HLI_Fuelcell | 31
World | HLI_Geothermal | 41
World | HLI_Oil_Boiler | 21
World | HLI_Oil_CHP | 31
World | HLI_Direct_Electric | 26
World | HMI_Gas | 31
World | HMI_H2 | 31
World | HMI_Biomass | 31
World | HMI_HardCoal | 31
World | HMI_Steam_Electric | 31
World | HMI_Oil | 31
World | HHI_BF_BOF | 26
World | HHI_DRI_EAF | 21
World | HHI_Scrap_EAF | 21
World | HHI_H2DRI_EAF | 21
World | HHI_Molten_Electrolysis | 21
World | HHI_Bio_BF_BOF | 26
World | HHI_BF_BOF_CCS | 21
World | HHI_DRI_EAF_CCS | 21
World | HLI_Biomass_CHP_CCS | 26
World | HLI_Hardcoal_CHP_CCS | 31
World | HLI_Lignite_CHP_CCS | 26
World | HLR_Biomass_CHP_CCS | 26
World | HLR_Hardcoal_CHP_CCS | 26
World | HLR_Lignite_CHP_CCS | 26
World | HMI_Gas_CCS | 26
World | HMI_HardCoal_CCS | 31
World | P_Coal_Hardcoal_CCS | 51
World | P_Coal_Lignite_CCS | 51
World | P_Gas_CCS | 41
World | X_SMR | 21
World | X_SMR_CCS | 21
World | A_Air | 100
World | HLR_H2_Boiler | 36
World | HLI_H2_Boiler | 36
World | X_Biofuel | 31
World | Z_Import_Electricity | 101
DE | A_Rooftop_Commercial | 101
DE | A_Rooftop_Residential | 101
DE | D_Battery_Li-Ion | 11
DE | D_Battery_Redox | 20
DE | D_Gas_H2 | 40
DE | D_Gas_Methane | 40
DE | D_Heat_HLI | 30
DE | D_Heat_HLR | 30
DE | D_PHS | 40
DE | D_PHS_Residual | 40
DE | D_CAES | 30
DE | FRT_Rail_Conv | 26
DE | FRT_Rail_Electric | 31
DE | FRT_Road_BEV | 21
DE | FRT_Road_H2 | 21
DE | FRT_Road_ICE | 21
DE | FRT_Road_PHEV | 26
DE | FRT_Road_ICE_Bio | 21
DE | FRT_Road_PHEV_bio | 26
DE | FRT_Road_OH | 26
DE | FRT_Ship_Bio | 31
DE | FRT_Ship_Conv | 31
DE | P_Biomass | 31
DE | P_Coal_Hardcoal | 51
DE | P_Coal_Lignite | 31
DE | P_Gas | 31
DE | P_Nuclear | 41
DE | P_Oil | 31
DE | PSNG_Air_Bio | 16
DE | PSNG_Air_Conv | 16
DE | PSNG_Air_H2 | 16
DE | PSNG_Rail_Conv | 26
DE | PSNG_Rail_Electric | 31
DE | PSNG_Road_BEV | 16
DE | PSNG_Road_H2 | 21
DE | PSNG_Road_ICE | 21
DE | PSNG_Road_PHEV | 21
DE | PSNG_Road_ICE_bio | 21
DE | PSNG_Road_PHEV_bio | 21
DE | R_Coal_Hardcoal | 31
DE | R_Coal_Lignite | 31
DE | R_Gas | 31
DE | R_Nuclear | 31
DE | R_Oil | 31
DE | RES_Biomass | 101
DE | RES_CSP | 31
DE | RES_Geothermal | 41
DE | RES_Hydro_Large | 81
DE | RES_Hydro_Small | 81
DE | RES_Ocean | 21
DE | RES_PV_Rooftop_Commercial | 21
DE | RES_PV_Rooftop_Residential | 21
DE | RES_PV_Utility_Avg | 21
DE | RES_PV_Utility_Inf | 21
DE | RES_PV_Utility_Opt | 21
DE | RES_Wind_Offshore_Transitional | 21
DE | RES_Wind_Offshore_Shallow | 21
DE | RES_Wind_Offshore_Deep | 21
DE | RES_Wind_Onshore_Avg | 21
DE | RES_Wind_Onshore_Inf | 21
DE | RES_Wind_Onshore_Opt | 21
DE | X_Electrolysis | 31
DE | X_Fuel_Cell | 31
DE | X_Methanation | 31
DE | A_CCS_Capacity | 101
DE | CHP_Biomass_CCS | 31
DE | P_Biomass_CCS | 31
DE | HLR_Gas_Boiler | 26
DE | HLR_Gas_CHP | 26
DE | HLR_Biomass | 26
DE | HLR_Biomass_CHP | 26
DE | HLR_Hardcoal | 26
DE | HLR_Lignite | 26
DE | HLR_Hardcoal_CHP | 26
DE | HLR_Lignite_CHP | 26
DE | HLR_Direct_Electric | 26
DE | HLR_Solar_Thermal | 26
DE | HLR_Heatpump_Aerial | 21
DE | HLR_Heatpump_Ground | 21
DE | HLR_Geothermal | 41
DE | HLR_Oil_Boiler | 26
DE | HLI_Gas_Boiler | 26
DE | HLI_Gas_CHP | 26
DE | HLI_Biomass | 26
DE | HLI_Biomass_CHP | 26
DE | HLI_Hardcoal | 26
DE | HLI_Lignite | 26
DE | HLI_Hardcoal_CHP | 26
DE | HLI_Lignite_CHP | 26
DE | HLI_Solar_Thermal | 21
DE | HLI_Fuelcell | 31
DE | HLI_Geothermal | 41
DE | HLI_Oil_Boiler | 21
DE | HLI_Oil_CHP | 31
DE | HLI_Direct_Electric | 26
DE | HMI_Gas | 31
DE | HMI_H2 | 31
DE | HMI_Biomass | 31
DE | HMI_HardCoal | 31
DE | HMI_Steam_Electric | 31
DE | HMI_Oil | 31
DE | HHI_BF_BOF | 26
DE | HHI_DRI_EAF | 21
DE | HHI_Scrap_EAF | 21
DE | HHI_H2DRI_EAF | 21
DE | HHI_Molten_Electrolysis | 21
DE | HHI_Bio_BF_BOF | 26
DE | HHI_BF_BOF_CCS | 21
DE | HHI_DRI_EAF_CCS | 21
DE | HLI_Biomass_CHP_CCS | 26
DE | HLI_Hardcoal_CHP_CCS | 31
DE | HLI_Lignite_CHP_CCS | 26
DE | HLR_Biomass_CHP_CCS | 26
DE | HLR_Hardcoal_CHP_CCS | 26
DE | HLR_Lignite_CHP_CCS | 26
DE | HMI_Gas_CCS | 26
DE | HMI_HardCoal_CCS | 31
DE | P_Coal_Hardcoal_CCS | 51
DE | P_Coal_Lignite_CCS | 51
DE | P_Gas_CCS | 41
DE | X_SMR | 21
DE | X_SMR_CCS | 21
DE | X_DAC | 21
DE | A_Air | 100
DE | HLR_H2_Boiler | 36
DE | HLI_H2_Boiler | 36
DE | X_Biofuel | 31
DE | X_Powerfuel | 21
DE | RES_Biogas | 101
DE | RES_Grass | 101
DE | RES_Paper_Cardboard | 101
DE | RES_Residues | 101
DE | RES_Roundwood | 101
DE | RES_Wood | 101
DE | X_Gasifier | 41
DE | X_Liquifier | 41
DE | FRT_Road_LNG | 21
DE | FRT_Ship_LNG | 31
DE | PSNG_Road_LNG | 21
DE | P_H2_OCGT | 31
DE | X_DAC_LT | 21
DE | X_DAC_HT | 21
DE | Z_Import_H2 | 101
DE | Z_ETS_Buy | 101
DE | Z_ETS_Sell | 101
DE | P_Gas_CCGT | 31
DE | P_Gas_OCGT | 31
DE | P_Gas_Engines | 31
DE | CHP_Biomass_Solid | 31 | JRC-TIMES | *+1 year
DE | CHP_Coal_Hardcoal | 31 | JRC-TIMES | *+1 year
DE | CHP_Coal_Lignite | 31 | JRC-TIMES | *+1 year
DE | CHP_Gas_CCGT_Natural | 26 | JRC-TIMES | *+1 year
DE | CHP_Gas_CCGT_Biogas | 26 | JRC-TIMES | *+1 year
DE | CHP_Gas_CCGT_SynGas | 26 | JRC-TIMES | *+1 year
DE | CHP_Biomass_Solid_CCS | 31 | JRC-TIMES | *+1 year
DE | CHP_Coal_Hardcoal_CCS | 31 | JRC-TIMES | *+1 year
DE | CHP_Coal_Lignite_CCS | 31 | JRC-TIMES | *+1 year
DE | CHP_Gas_CCGT_Natural_CCS | 26 | JRC-TIMES | *+1 year
DE | CHP_Gas_CCGT_Biogas_CCS | 26 | JRC-TIMES | *+1 year
DE | CHP_Hydrogen_FuelCell | 31 | old data
DE | HLI_Convert_DH | 100
DE | HLR_Convert_DH | 100
DE | CHP_Oil | 31 | same as other chps
DE | Res_PV_Utility_Tracking | 25

## Par_TotalAnnualMinActivity
TotalAnnualMinActivity{r in REGION, t in TECHNOLOGY, y in YEAR}
Minimum total activity each year.
Unit: PJ
Region | Technology | 2018 | 2020 | 2025 | 2030 | 2035 | 2040 | 2045 | 2050

## Par_TotalAnnualMaxActivity
TotalAnnualMaxActivity{r in REGION, t in TECHNOLOGY, y in YEAR}
Maximum total activity each year.
Unit: PJ
Region | Technology | 2018 | 2020 | 2025 | 2030 | 2035 | 2040 | 2045 | 2050
AL | RES_Biomass
AT | RES_Biomass | 152.7973 | 169.3979 | 161.1709 | 152.9438 | 147.1849 | 141.4259 | 137.3947 | 133.3634
BA | RES_Biomass
BE | RES_Biomass | 93.1982 | 96.7151 | 96.4848 | 96.2545 | 96.0933 | 95.9321 | 95.8193 | 95.7065
BG | RES_Biomass | 102.3254 | 109.9454 | 112.6877 | 115.4301 | 117.3497 | 119.2694 | 120.6131 | 121.9569
CH | RES_Biomass | 152.7973 | 169.3979 | 161.1709 | 152.9438 | 147.1849 | 141.4259 | 137.3947 | 133.3634
CZ | RES_Biomass | 144.3818 | 151.5622 | 154.9116 | 158.261 | 160.6056 | 162.9503 | 164.5915 | 166.2327
DE | RES_Biomass | 716.8848 | 810.9832 | 769.5966 | 728.2101 | 699.2396 | 670.269 | 649.9896 | 629.7102
DK | RES_Biomass | 71.8455 | 87.9228 | 85.5154 | 83.108 | 81.4228 | 79.7376 | 78.558 | 77.3783
ES | RES_Biomass | 468.2308 | 508.2775 | 496.0311 | 483.7847 | 475.2123 | 466.6398 | 460.6391 | 454.6383
FI | RES_Biomass | 295.4415 | 364.4191 | 322.2789 | 280.1388 | 250.6407 | 221.1426 | 200.4939 | 179.8453
FR | RES_Biomass | 663.4403 | 828.484 | 801.7722 | 775.0604 | 756.3622 | 737.6639 | 724.5751 | 711.4864
GR | RES_Biomass | 96.1499 | 93.9099 | 103.8954 | 113.881 | 120.8708 | 127.8607 | 132.7536 | 137.6465
HR | RES_Biomass | 54.6 | 66.8182 | 64.9886 | 63.1591 | 61.8784 | 60.5977 | 59.7012 | 58.8048
HU | RES_Biomass | 150.8504 | 186.1451 | 183.3818 | 180.6186 | 178.6843 | 176.7499 | 175.3959 | 174.0419
IE | RES_Biomass | 31.715 | 35.3785 | 35.0435 | 34.7086 | 34.4741 | 34.2397 | 34.0755 | 33.9114
IT | RES_Biomass | 359.4368 | 388.6188 | 369.4223 | 350.2258 | 336.7883 | 323.3508 | 313.9445 | 304.5382
LU | RES_Biomass | 2.1143 | 2.3027 | 2.1143 | 1.9259 | 1.794 | 1.6622 | 1.5698 | 1.4775
ME | RES_Biomass
MK | RES_Biomass
NL | RES_Biomass | 63.0323 | 68.0355 | 64.1836 | 60.3318 | 57.6355 | 54.9392 | 53.0518 | 51.1644
NO | RES_Biomass | 377.54 | 407.5075 | 384.4363 | 361.3651 | 345.2153 | 329.0654 | 317.7605 | 306.4557
PL | RES_Biomass | 376.0584 | 461.7622 | 428.7911 | 395.8201 | 372.7403 | 349.6606 | 333.5048 | 317.349
PT | RES_Biomass | 127.0275 | 136.2803 | 127.4462 | 118.612 | 112.4281 | 106.2442 | 101.9155 | 97.5868
RO | RES_Biomass | 220.6025 | 252.1291 | 258.493 | 264.857 | 269.3117 | 273.7665 | 276.8848 | 280.0031
RS | RES_Biomass
SE | RES_Biomass | 334.316 | 404.7798 | 357.4062 | 310.0325 | 276.871 | 243.7094 | 220.4964 | 197.2833
SI | RES_Biomass | 20.9549 | 23.153 | 24.3253 | 25.4976 | 26.3182 | 27.1388 | 27.7133 | 28.2877
SK | RES_Biomass | 68.1192 | 81.8101 | 82.6265 | 83.4429 | 84.0144 | 84.5859 | 84.986 | 85.386
UA | RES_Biomass
UK | RES_Biomass | 424.395 | 446.899 | 442.2726 | 437.6462 | 434.4077 | 431.1692 | 428.9023 | 426.6353
EE | RES_Biomass | 35.1273 | 43.2078 | 38.393 | 33.5781 | 30.2078 | 26.8374 | 24.4781 | 22.1189
LT | RES_Biomass | 43.0194 | 48.525 | 51.372 | 54.2191 | 56.212 | 58.2049 | 59.5999 | 60.995
LV | RES_Biomass | 45.1965 | 48.7344 | 54.4703 | 60.2062 | 64.2213 | 68.2365 | 71.0471 | 73.8577
RU | RES_Biomass
BY | RES_Biomass
TR | RES_Biomass | 360.0648 | 379.1577 | 375.2325 | 371.3074 | 368.5598 | 365.8122 | 363.8889 | 361.9656
NONEU_Balkan | RES_Biomass | 47.7254 | 50.2561 | 49.7358 | 49.2156 | 48.8514 | 48.4872 | 48.2323 | 47.9773
AL | RES_Wood | 0 | 0 | 0 | 0 | 0 | 0 | 0 | 0
AT | RES_Wood | 4.5839 | 5.0819 | 4.8351 | 4.5883 | 4.4155 | 4.2428 | 4.1218 | 4.0009
BA | RES_Wood | 0 | 0 | 0 | 0 | 0 | 0 | 0 | 0
BE | RES_Wood | 2.7959 | 2.9015 | 2.8945 | 2.8876 | 2.8828 | 2.878 | 2.8746 | 2.8712
BG | RES_Wood | 3.0698 | 3.2984 | 3.3806 | 3.4629 | 3.5205 | 3.5781 | 3.6184 | 3.6587
CH | RES_Wood | 4.5839 | 5.0819 | 4.8351 | 4.5883 | 4.4155 | 4.2428 | 4.1218 | 4.0009
CZ | RES_Wood | 4.3315 | 4.5469 | 4.6473 | 4.7478 | 4.8182 | 4.8885 | 4.9377 | 4.987
DE | RES_Wood | 21.5065 | 24.3295 | 23.0879 | 21.8463 | 20.9772 | 20.1081 | 19.4997 | 18.8913
DK | RES_Wood | 2.1554 | 2.6377 | 2.5655 | 2.4932 | 2.4427 | 2.3921 | 2.3567 | 2.3214
ES | RES_Wood | 14.0469 | 15.2483 | 14.8809 | 14.5135 | 14.2564 | 13.9992 | 13.8192 | 13.6391
FI | RES_Wood | 8.8632 | 10.9326 | 9.6684 | 8.4042 | 7.5192 | 6.6343 | 6.0148 | 5.3954
FR | RES_Wood | 19.9032 | 24.8545 | 24.0532 | 23.2518 | 22.6909 | 22.1299 | 21.7373 | 21.3446
GR | RES_Wood | 2.8845 | 2.8173 | 3.1169 | 3.4164 | 3.6261 | 3.8358 | 3.9826 | 4.1294
HR | RES_Wood | 1.638 | 2.0045 | 1.9497 | 1.8948 | 1.8564 | 1.8179 | 1.791 | 1.7641
HU | RES_Wood | 4.5255 | 5.5844 | 5.5015 | 5.4186 | 5.3605 | 5.3025 | 5.2619 | 5.2213
IE | RES_Wood | 0.95145 | 1.0614 | 1.0513 | 1.0413 | 1.0342 | 1.0272 | 1.0223 | 1.0173
IT | RES_Wood | 10.7831 | 11.6586 | 11.0827 | 10.5068 | 10.1036 | 9.7005 | 9.4183 | 9.1361
LU | RES_Wood | 0.06343 | 0.069082 | 0.06343 | 0.057778 | 0.053821 | 0.049865 | 0.047095 | 0.044326
ME | RES_Wood | 0 | 0 | 0 | 0 | 0 | 0 | 0 | 0
MK | RES_Wood | 0 | 0 | 0 | 0 | 0 | 0 | 0 | 0
NL | RES_Wood | 1.891 | 2.0411 | 1.9255 | 1.81 | 1.7291 | 1.6482 | 1.5916 | 1.5349
NO | RES_Wood | 11.3262 | 12.2252 | 11.5331 | 10.841 | 10.3565 | 9.872 | 9.5328 | 9.1937
PL | RES_Wood | 11.2818 | 13.8529 | 12.8637 | 11.8746 | 11.1822 | 10.4898 | 10.0051 | 9.5205
PT | RES_Wood | 3.8108 | 4.0884 | 3.8234 | 3.5584 | 3.3728 | 3.1873 | 3.0575 | 2.9276
RO | RES_Wood | 6.6181 | 7.5639 | 7.7548 | 7.9457 | 8.0794 | 8.213 | 8.3065 | 8.4001
RS | RES_Wood | 0 | 0 | 0 | 0 | 0 | 0 | 0 | 0
SE | RES_Wood | 10.0295 | 12.1434 | 10.7222 | 9.301 | 8.3061 | 7.3113 | 6.6149 | 5.9185
SI | RES_Wood | 0.62865 | 0.69459 | 0.72976 | 0.76493 | 0.78955 | 0.81417 | 0.8314 | 0.84863
SK | RES_Wood | 2.0436 | 2.4543 | 2.4788 | 2.5033 | 2.5204 | 2.5376 | 2.5496 | 2.5616
UA | RES_Wood | 0 | 0 | 0 | 0 | 0 | 0 | 0 | 0
UK | RES_Wood | 12.7318 | 13.407 | 13.2682 | 13.1294 | 13.0322 | 12.9351 | 12.8671 | 12.7991
EE | RES_Wood | 1.0538 | 1.2962 | 1.1518 | 1.0073 | 0.90623 | 0.80512 | 0.73434 | 0.66357
LT | RES_Wood | 1.2906 | 1.4558 | 1.5412 | 1.6266 | 1.6864 | 1.7461 | 1.788 | 1.8298
LV | RES_Wood | 1.3559 | 1.462 | 1.6341 | 1.8062 | 1.9266 | 2.0471 | 2.1314 | 2.2157
RU | RES_Wood | 0 | 0 | 0 | 0 | 0 | 0 | 0 | 0
BY | RES_Wood | 0 | 0 | 0 | 0 | 0 | 0 | 0 | 0
TR | RES_Wood | 10.8019 | 11.3747 | 11.257 | 11.1392 | 11.0568 | 10.9744 | 10.9167 | 10.859
NONEU_Balkan | RES_Wood | 1.4318 | 1.5077 | 1.4921 | 1.4765 | 1.4655 | 1.4546 | 1.447 | 1.4393
AL | RES_Roundwood | 0 | 0 | 0 | 0 | 0 | 0 | 0 | 0
AT | RES_Roundwood | 42.7832 | 47.4314 | 45.1278 | 42.8243 | 41.2118 | 39.5993 | 38.4705 | 37.3418
BA | RES_Roundwood | 0 | 0 | 0 | 0 | 0 | 0 | 0 | 0
BE | RES_Roundwood | 26.0955 | 27.0802 | 27.0157 | 26.9513 | 26.9061 | 26.861 | 26.8294 | 26.7978
BG | RES_Roundwood | 28.6511 | 30.7847 | 31.5526 | 32.3204 | 32.8579 | 33.3954 | 33.7717 | 34.1479
CH | RES_Roundwood | 42.7832 | 47.4314 | 45.1278 | 42.8243 | 41.2118 | 39.5993 | 38.4705 | 37.3418
CZ | RES_Roundwood | 40.4269 | 42.4374 | 43.3752 | 44.3131 | 44.9696 | 45.6261 | 46.0856 | 46.5452
DE | RES_Roundwood | 200.7278 | 227.0753 | 215.4871 | 203.8988 | 195.7871 | 187.6753 | 181.9971 | 176.3189
DK | RES_Roundwood | 20.1167 | 24.6184 | 23.9443 | 23.2702 | 22.7984 | 22.3265 | 21.9962 | 21.6659
ES | RES_Roundwood | 131.1046 | 142.3177 | 138.8887 | 135.4597 | 133.0594 | 130.6591 | 128.9789 | 127.2987
FI | RES_Roundwood | 82.7236 | 102.0373 | 90.2381 | 78.4389 | 70.1794 | 61.9199 | 56.1383 | 50.3567
FR | RES_Roundwood | 185.7633 | 231.9755 | 224.4962 | 217.0169 | 211.7814 | 206.5459 | 202.881 | 199.2162
GR | RES_Roundwood | 26.922 | 26.2948 | 29.0907 | 31.8867 | 33.8438 | 35.801 | 37.171 | 38.541
HR | RES_Roundwood | 15.288 | 18.7091 | 18.1968 | 17.6845 | 17.326 | 16.9674 | 16.7163 | 16.4653
HU | RES_Roundwood | 42.2381 | 52.1206 | 51.3469 | 50.5732 | 50.0316 | 49.49 | 49.1109 | 48.7317
IE | RES_Roundwood | 8.8802 | 9.906 | 9.8122 | 9.7184 | 9.6528 | 9.5871 | 9.5411 | 9.4952
IT | RES_Roundwood | 100.6423 | 108.8133 | 103.4382 | 98.0632 | 94.3007 | 90.5382 | 87.9045 | 85.2707
LU | RES_Roundwood | 0.59201 | 0.64477 | 0.59201 | 0.53926 | 0.50233 | 0.4654 | 0.43956 | 0.41371
ME | RES_Roundwood | 0 | 0 | 0 | 0 | 0 | 0 | 0 | 0
MK | RES_Roundwood | 0 | 0 | 0 | 0 | 0 | 0 | 0 | 0
NL | RES_Roundwood | 17.649 | 19.0499 | 17.9714 | 16.8929 | 16.1379 | 15.383 | 14.8545 | 14.326
NO | RES_Roundwood | 105.7112 | 114.1021 | 107.6422 | 101.1822 | 96.6603 | 92.1383 | 88.9729 | 85.8076
PL | RES_Roundwood | 105.2963 | 129.2934 | 120.0615 | 110.8296 | 104.3673 | 97.905 | 93.3813 | 88.8577
PT | RES_Roundwood | 35.5677 | 38.1585 | 35.6849 | 33.2114 | 31.4799 | 29.7484 | 28.5363 | 27.3243
RO | RES_Roundwood | 61.7687 | 70.5961 | 72.378 | 74.16 | 75.4073 | 76.6546 | 77.5277 | 78.4009
RS | RES_Roundwood | 0 | 0 | 0 | 0 | 0 | 0 | 0 | 0
SE | RES_Roundwood | 93.6085 | 113.3384 | 100.0737 | 86.8091 | 77.5239 | 68.2386 | 61.739 | 55.2393
SI | RES_Roundwood | 5.8674 | 6.4828 | 6.8111 | 7.1393 | 7.3691 | 7.5989 | 7.7597 | 7.9206
SK | RES_Roundwood | 19.0734 | 22.9068 | 23.1354 | 23.364 | 23.524 | 23.6841 | 23.7961 | 23.9081
UA | RES_Roundwood | 0 | 0 | 0 | 0 | 0 | 0 | 0 | 0
UK | RES_Roundwood | 118.8306 | 125.1317 | 123.8363 | 122.5409 | 121.6342 | 120.7274 | 120.0926 | 119.4579
EE | RES_Roundwood | 9.8356 | 12.0982 | 10.75 | 9.4019 | 8.4582 | 7.5145 | 6.8539 | 6.1933
LT | RES_Roundwood | 12.0454 | 13.587 | 14.3842 | 15.1813 | 15.7394 | 16.2974 | 16.688 | 17.0786
LV | RES_Roundwood | 12.655 | 13.6456 | 15.2517 | 16.8577 | 17.982 | 19.1062 | 19.8932 | 20.6801
RU | RES_Roundwood | 0 | 0 | 0 | 0 | 0 | 0 | 0 | 0
BY | RES_Roundwood | 0 | 0 | 0 | 0 | 0 | 0 | 0 | 0
TR | RES_Roundwood | 100.8181 | 106.1641 | 105.0651 | 103.9661 | 103.1967 | 102.4274 | 101.8889 | 101.3504
NONEU_Balkan | RES_Roundwood | 13.3631 | 14.0717 | 13.926 | 13.7804 | 13.6784 | 13.5764 | 13.505 | 13.4337
AL | RES_Residues | 0 | 0 | 0 | 0 | 0 | 0 | 0 | 0
AT | RES_Residues | 85.5665 | 94.8628 | 90.2557 | 85.6485 | 82.4235 | 79.1985 | 76.941 | 74.6835
BA | RES_Residues | 0 | 0 | 0 | 0 | 0 | 0 | 0 | 0
BE | RES_Residues | 52.191 | 54.1604 | 54.0315 | 53.9025 | 53.8123 | 53.722 | 53.6588 | 53.5956
BG | RES_Residues | 57.3022 | 61.5694 | 63.1051 | 64.6408 | 65.7158 | 66.7908 | 67.5434 | 68.2959
CH | RES_Residues | 85.5665 | 94.8628 | 90.2557 | 85.6485 | 82.4235 | 79.1985 | 76.941 | 74.6835
CZ | RES_Residues | 80.8538 | 84.8748 | 86.7505 | 88.6262 | 89.9392 | 91.2521 | 92.1712 | 93.0903
DE | RES_Residues | 401.4555 | 454.1506 | 430.9741 | 407.7977 | 391.5742 | 375.3506 | 363.9942 | 352.6377
DK | RES_Residues | 40.2335 | 49.2368 | 47.8886 | 46.5405 | 45.5968 | 44.6531 | 43.9925 | 43.3319
ES | RES_Residues | 262.2092 | 284.6354 | 277.7774 | 270.9195 | 266.1189 | 261.3183 | 257.9579 | 254.5975
FI | RES_Residues | 165.4473 | 204.0747 | 180.4762 | 156.8777 | 140.3588 | 123.8398 | 112.2766 | 100.7133
FR | RES_Residues | 371.5266 | 463.951 | 448.9924 | 434.0338 | 423.5628 | 413.0918 | 405.7621 | 398.4324
GR | RES_Residues | 53.8439 | 52.5896 | 58.1814 | 63.7733 | 67.6877 | 71.602 | 74.342 | 77.082
HR | RES_Residues | 30.576 | 37.4182 | 36.3936 | 35.3691 | 34.6519 | 33.9347 | 33.4327 | 32.9307
HU | RES_Residues | 84.4762 | 104.2413 | 102.6938 | 101.1464 | 100.0632 | 98.98 | 98.2217 | 97.4635
IE | RES_Residues | 17.7604 | 19.8119 | 19.6244 | 19.4368 | 19.3055 | 19.1742 | 19.0823 | 18.9904
IT | RES_Residues | 201.2846 | 217.6265 | 206.8765 | 196.1265 | 188.6014 | 181.0764 | 175.8089 | 170.5414
LU | RES_Residues | 1.184 | 1.2895 | 1.184 | 1.0785 | 1.0047 | 0.93081 | 0.87911 | 0.82741
ME | RES_Residues | 0 | 0 | 0 | 0 | 0 | 0 | 0 | 0
MK | RES_Residues | 0 | 0 | 0 | 0 | 0 | 0 | 0 | 0
NL | RES_Residues | 35.2981 | 38.0999 | 35.9428 | 33.7858 | 32.2759 | 30.7659 | 29.709 | 28.652
NO | RES_Residues | 211.4224 | 228.2042 | 215.2843 | 202.3644 | 193.3205 | 184.2766 | 177.9459 | 171.6152
PL | RES_Residues | 210.5927 | 258.5868 | 240.123 | 221.6592 | 208.7346 | 195.8099 | 186.7627 | 177.7154
PT | RES_Residues | 71.1354 | 76.317 | 71.3699 | 66.4227 | 62.9598 | 59.4968 | 57.0727 | 54.6486
RO | RES_Residues | 123.5374 | 141.1923 | 144.7561 | 148.3199 | 150.8146 | 153.3092 | 155.0555 | 156.8018
RS | RES_Residues | 0 | 0 | 0 | 0 | 0 | 0 | 0 | 0
SE | RES_Residues | 187.2169 | 226.6767 | 200.1475 | 173.6182 | 155.0478 | 136.4773 | 123.478 | 110.4786
SI | RES_Residues | 11.7348 | 12.9657 | 13.6222 | 14.2787 | 14.7382 | 15.1977 | 15.5194 | 15.8411
SK | RES_Residues | 38.1468 | 45.8136 | 46.2708 | 46.728 | 47.0481 | 47.3681 | 47.5921 | 47.8162
UA | RES_Residues | 0 | 0 | 0 | 0 | 0 | 0 | 0 | 0
UK | RES_Residues | 237.6612 | 250.2635 | 247.6727 | 245.0819 | 243.2683 | 241.4548 | 240.1853 | 238.9158
EE | RES_Residues | 19.6713 | 24.1964 | 21.5001 | 18.8038 | 16.9163 | 15.0289 | 13.7078 | 12.3866
LT | RES_Residues | 24.0908 | 27.174 | 28.7683 | 30.3627 | 31.4787 | 32.5947 | 33.376 | 34.1572
LV | RES_Residues | 25.31 | 27.2912 | 30.5034 | 33.7155 | 35.9639 | 38.2124 | 39.7864 | 41.3603
RU | RES_Residues | 0 | 0 | 0 | 0 | 0 | 0 | 0 | 0
BY | RES_Residues | 0 | 0 | 0 | 0 | 0 | 0 | 0 | 0
TR | RES_Residues | 201.6363 | 212.3283 | 210.1302 | 207.9321 | 206.3935 | 204.8548 | 203.7778 | 202.7007
NONEU_Balkan | RES_Residues | 26.7262 | 28.1434 | 27.8521 | 27.5607 | 27.3568 | 27.1528 | 27.0101 | 26.8673
AL | RES_Paper_Cardboard | 0 | 0 | 0 | 0 | 0 | 0 | 0 | 0
AT | RES_Paper_Cardboard | 6.1119 | 6.7759 | 6.4468 | 6.1178 | 5.8874 | 5.657 | 5.4958 | 5.3345
BA | RES_Paper_Cardboard | 0 | 0 | 0 | 0 | 0 | 0 | 0 | 0
BE | RES_Paper_Cardboard | 3.7279 | 3.8686 | 3.8594 | 3.8502 | 3.8437 | 3.8373 | 3.8328 | 3.8283
BG | RES_Paper_Cardboard | 4.093 | 4.3978 | 4.5075 | 4.6172 | 4.694 | 4.7708 | 4.8245 | 4.8783
CH | RES_Paper_Cardboard | 6.1119 | 6.7759 | 6.4468 | 6.1178 | 5.8874 | 5.657 | 5.4958 | 5.3345
CZ | RES_Paper_Cardboard | 5.7753 | 6.0625 | 6.1965 | 6.3304 | 6.4242 | 6.518 | 6.5837 | 6.6493
DE | RES_Paper_Cardboard | 28.6754 | 32.4393 | 30.7839 | 29.1284 | 27.9696 | 26.8108 | 25.9996 | 25.1884
DK | RES_Paper_Cardboard | 2.8738 | 3.5169 | 3.4206 | 3.3243 | 3.2569 | 3.1895 | 3.1423 | 3.0951
ES | RES_Paper_Cardboard | 18.7292 | 20.3311 | 19.8412 | 19.3514 | 19.0085 | 18.6656 | 18.4256 | 18.1855
FI | RES_Paper_Cardboard | 11.8177 | 14.5768 | 12.8912 | 11.2056 | 10.0256 | 8.8457 | 8.0198 | 7.1938
FR | RES_Paper_Cardboard | 26.5376 | 33.1394 | 32.0709 | 31.0024 | 30.2545 | 29.5066 | 28.983 | 28.4595
GR | RES_Paper_Cardboard | 3.846 | 3.7564 | 4.1558 | 4.5552 | 4.8348 | 5.1144 | 5.3101 | 5.5059
HR | RES_Paper_Cardboard | 2.184 | 2.6727 | 2.5995 | 2.5264 | 2.4751 | 2.4239 | 2.388 | 2.3522
HU | RES_Paper_Cardboard | 6.034 | 7.4458 | 7.3353 | 7.2247 | 7.1474 | 7.07 | 7.0158 | 6.9617
IE | RES_Paper_Cardboard | 1.2686 | 1.4151 | 1.4017 | 1.3883 | 1.379 | 1.3696 | 1.363 | 1.3565
IT | RES_Paper_Cardboard | 14.3775 | 15.5448 | 14.7769 | 14.009 | 13.4715 | 12.934 | 12.5578 | 12.1815
LU | RES_Paper_Cardboard | 0.084573 | 0.09211 | 0.084573 | 0.077037 | 0.071762 | 0.066486 | 0.062794 | 0.059101
ME | RES_Paper_Cardboard | 0 | 0 | 0 | 0 | 0 | 0 | 0 | 0
MK | RES_Paper_Cardboard | 0 | 0 | 0 | 0 | 0 | 0 | 0 | 0
NL | RES_Paper_Cardboard | 2.5213 | 2.7214 | 2.5673 | 2.4133 | 2.3054 | 2.1976 | 2.1221 | 2.0466
NO | RES_Paper_Cardboard | 15.1016 | 16.3003 | 15.3775 | 14.4546 | 13.8086 | 13.1626 | 12.7104 | 12.2582
PL | RES_Paper_Cardboard | 15.0423 | 18.4705 | 17.1516 | 15.8328 | 14.9096 | 13.9864 | 13.3402 | 12.694
PT | RES_Paper_Cardboard | 5.0811 | 5.4512 | 5.0978 | 4.7445 | 4.4971 | 4.2498 | 4.0766 | 3.9035
RO | RES_Paper_Cardboard | 8.8241 | 10.0852 | 10.3397 | 10.5943 | 10.7725 | 10.9507 | 11.0754 | 11.2001
RS | RES_Paper_Cardboard | 0 | 0 | 0 | 0 | 0 | 0 | 0 | 0
SE | RES_Paper_Cardboard | 13.3726 | 16.1912 | 14.2962 | 12.4013 | 11.0748 | 9.7484 | 8.8199 | 7.8913
SI | RES_Paper_Cardboard | 0.8382 | 0.92612 | 0.97301 | 1.0199 | 1.0527 | 1.0856 | 1.1085 | 1.1315
SK | RES_Paper_Cardboard | 2.7248 | 3.2724 | 3.3051 | 3.3377 | 3.3606 | 3.3834 | 3.3994 | 3.4154
UA | RES_Paper_Cardboard | 0 | 0 | 0 | 0 | 0 | 0 | 0 | 0
UK | RES_Paper_Cardboard | 16.9758 | 17.876 | 17.6909 | 17.5058 | 17.3763 | 17.2468 | 17.1561 | 17.0654
EE | RES_Paper_Cardboard | 1.4051 | 1.7283 | 1.5357 | 1.3431 | 1.2083 | 1.0735 | 0.97913 | 0.88475
LT | RES_Paper_Cardboard | 1.7208 | 1.941 | 2.0549 | 2.1688 | 2.2485 | 2.3282 | 2.384 | 2.4398
LV | RES_Paper_Cardboard | 1.8079 | 1.9494 | 2.1788 | 2.4082 | 2.5689 | 2.7295 | 2.8419 | 2.9543
RU | RES_Paper_Cardboard | 0 | 0 | 0 | 0 | 0 | 0 | 0 | 0
BY | RES_Paper_Cardboard | 0 | 0 | 0 | 0 | 0 | 0 | 0 | 0
TR | RES_Paper_Cardboard | 14.4026 | 15.1663 | 15.0093 | 14.8523 | 14.7424 | 14.6325 | 14.5556 | 14.4786
NONEU_Balkan | RES_Paper_Cardboard | 1.909 | 2.0102 | 1.9894 | 1.9686 | 1.9541 | 1.9395 | 1.9293 | 1.9191
AL | RES_Grass | 0 | 0 | 0 | 0 | 0 | 0 | 0 | 0
AT | RES_Grass | 12.2238 | 13.5518 | 12.8937 | 12.2355 | 11.7748 | 11.3141 | 10.9916 | 10.6691
BA | RES_Grass | 0 | 0 | 0 | 0 | 0 | 0 | 0 | 0
BE | RES_Grass | 7.4559 | 7.7372 | 7.7188 | 7.7004 | 7.6875 | 7.6746 | 7.6655 | 7.6565
BG | RES_Grass | 8.186 | 8.7956 | 9.015 | 9.2344 | 9.388 | 9.5415 | 9.6491 | 9.7566
CH | RES_Grass | 12.2238 | 13.5518 | 12.8937 | 12.2355 | 11.7748 | 11.3141 | 10.9916 | 10.6691
CZ | RES_Grass | 11.5505 | 12.125 | 12.3929 | 12.6609 | 12.8485 | 13.036 | 13.1673 | 13.2986
DE | RES_Grass | 57.3508 | 64.8787 | 61.5677 | 58.2568 | 55.9392 | 53.6215 | 51.9992 | 50.3768
DK | RES_Grass | 5.7476 | 7.0338 | 6.8412 | 6.6486 | 6.5138 | 6.379 | 6.2846 | 6.1903
ES | RES_Grass | 37.4585 | 40.6622 | 39.6825 | 38.7028 | 38.017 | 37.3312 | 36.8511 | 36.3711
FI | RES_Grass | 23.6353 | 29.1535 | 25.7823 | 22.4111 | 20.0513 | 17.6914 | 16.0395 | 14.3876
FR | RES_Grass | 53.0752 | 66.2787 | 64.1418 | 62.0048 | 60.509 | 59.0131 | 57.966 | 56.9189
GR | RES_Grass | 7.692 | 7.5128 | 8.3116 | 9.1105 | 9.6697 | 10.2289 | 10.6203 | 11.0117
HR | RES_Grass | 4.368 | 5.3455 | 5.1991 | 5.0527 | 4.9503 | 4.8478 | 4.7761 | 4.7044
HU | RES_Grass | 12.068 | 14.8916 | 14.6705 | 14.4495 | 14.2947 | 14.14 | 14.0317 | 13.9234
IE | RES_Grass | 2.5372 | 2.8303 | 2.8035 | 2.7767 | 2.7579 | 2.7392 | 2.726 | 2.7129
IT | RES_Grass | 28.7549 | 31.0895 | 29.5538 | 28.0181 | 26.9431 | 25.8681 | 25.1156 | 24.3631
LU | RES_Grass | 0.16915 | 0.18422 | 0.16915 | 0.15407 | 0.14352 | 0.13297 | 0.12559 | 0.1182
ME | RES_Grass | 0 | 0 | 0 | 0 | 0 | 0 | 0 | 0
MK | RES_Grass | 0 | 0 | 0 | 0 | 0 | 0 | 0 | 0
NL | RES_Grass | 5.0426 | 5.4428 | 5.1347 | 4.8265 | 4.6108 | 4.3951 | 4.2441 | 4.0931
NO | RES_Grass | 30.2032 | 32.6006 | 30.7549 | 28.9092 | 27.6172 | 26.3252 | 25.4208 | 24.5165
PL | RES_Grass | 30.0847 | 36.941 | 34.3033 | 31.6656 | 29.8192 | 27.9728 | 26.6804 | 25.3879
PT | RES_Grass | 10.1622 | 10.9024 | 10.1957 | 9.489 | 8.9943 | 8.4995 | 8.1532 | 7.8069
RO | RES_Grass | 17.6482 | 20.1703 | 20.6794 | 21.1886 | 21.5449 | 21.9013 | 22.1508 | 22.4003
RS | RES_Grass | 0 | 0 | 0 | 0 | 0 | 0 | 0 | 0
SE | RES_Grass | 26.7453 | 32.3824 | 28.5925 | 24.8026 | 22.1497 | 19.4968 | 17.6397 | 15.7827
SI | RES_Grass | 1.6764 | 1.8522 | 1.946 | 2.0398 | 2.1055 | 2.1711 | 2.2171 | 2.263
SK | RES_Grass | 5.4495 | 6.5448 | 6.6101 | 6.6754 | 6.7212 | 6.7669 | 6.7989 | 6.8309
UA | RES_Grass | 0 | 0 | 0 | 0 | 0 | 0 | 0 | 0
UK | RES_Grass | 33.9516 | 35.7519 | 35.3818 | 35.0117 | 34.7526 | 34.4935 | 34.3122 | 34.1308
EE | RES_Grass | 2.8102 | 3.4566 | 3.0714 | 2.6863 | 2.4166 | 2.147 | 1.9583 | 1.7695
LT | RES_Grass | 3.4415 | 3.882 | 4.1098 | 4.3375 | 4.497 | 4.6564 | 4.768 | 4.8796
LV | RES_Grass | 3.6157 | 3.8987 | 4.3576 | 4.8165 | 5.1377 | 5.4589 | 5.6838 | 5.9086
RU | RES_Grass | 0 | 0 | 0 | 0 | 0 | 0 | 0 | 0
BY | RES_Grass | 0 | 0 | 0 | 0 | 0 | 0 | 0 | 0
TR | RES_Grass | 28.8052 | 30.3326 | 30.0186 | 29.7046 | 29.4848 | 29.265 | 29.1111 | 28.9572
NONEU_Balkan | RES_Grass | 3.818 | 4.0205 | 3.9789 | 3.9372 | 3.9081 | 3.879 | 3.8586 | 3.8382
AL | RES_Biogas | 0 | 0 | 0 | 0 | 0 | 0 | 0 | 0
AT | RES_Biogas | 1.528 | 1.694 | 1.6117 | 1.5294 | 1.4718 | 1.4143 | 1.3739 | 1.3336
BA | RES_Biogas | 0 | 0 | 0 | 0 | 0 | 0 | 0 | 0
BE | RES_Biogas | 0.93198 | 0.96715 | 0.96485 | 0.96255 | 0.96093 | 0.95932 | 0.95819 | 0.95706
BG | RES_Biogas | 1.0233 | 1.0995 | 1.1269 | 1.1543 | 1.1735 | 1.1927 | 1.2061 | 1.2196
CH | RES_Biogas | 1.528 | 1.694 | 1.6117 | 1.5294 | 1.4718 | 1.4143 | 1.3739 | 1.3336
CZ | RES_Biogas | 1.4438 | 1.5156 | 1.5491 | 1.5826 | 1.6061 | 1.6295 | 1.6459 | 1.6623
DE | RES_Biogas | 7.1688 | 8.1098 | 7.696 | 7.2821 | 6.9924 | 6.7027 | 6.4999 | 6.2971
DK | RES_Biogas | 0.71845 | 0.87923 | 0.85515 | 0.83108 | 0.81423 | 0.79738 | 0.78558 | 0.77378
ES | RES_Biogas | 4.6823 | 5.0828 | 4.9603 | 4.8378 | 4.7521 | 4.6664 | 4.6064 | 4.5464
FI | RES_Biogas | 2.9544 | 3.6442 | 3.2228 | 2.8014 | 2.5064 | 2.2114 | 2.0049 | 1.7985
FR | RES_Biogas | 6.6344 | 8.2848 | 8.0177 | 7.7506 | 7.5636 | 7.3766 | 7.2458 | 7.1149
GR | RES_Biogas | 0.9615 | 0.9391 | 1.039 | 1.1388 | 1.2087 | 1.2786 | 1.3275 | 1.3765
HR | RES_Biogas | 0.546 | 0.66818 | 0.64989 | 0.63159 | 0.61878 | 0.60598 | 0.59701 | 0.58805
HU | RES_Biogas | 1.5085 | 1.8615 | 1.8338 | 1.8062 | 1.7868 | 1.7675 | 1.754 | 1.7404
IE | RES_Biogas | 0.31715 | 0.35378 | 0.35044 | 0.34709 | 0.34474 | 0.3424 | 0.34076 | 0.33911
IT | RES_Biogas | 3.5944 | 3.8862 | 3.6942 | 3.5023 | 3.3679 | 3.2335 | 3.1394 | 3.0454
LU | RES_Biogas | 0.021143 | 0.023027 | 0.021143 | 0.019259 | 0.01794 | 0.016622 | 0.015698 | 0.014775
ME | RES_Biogas | 0 | 0 | 0 | 0 | 0 | 0 | 0 | 0
MK | RES_Biogas | 0 | 0 | 0 | 0 | 0 | 0 | 0 | 0
NL | RES_Biogas | 0.63032 | 0.68036 | 0.64184 | 0.60332 | 0.57635 | 0.54939 | 0.53052 | 0.51164
NO | RES_Biogas | 3.7754 | 4.0751 | 3.8444 | 3.6137 | 3.4522 | 3.2907 | 3.1776 | 3.0646
PL | RES_Biogas | 3.7606 | 4.6176 | 4.2879 | 3.9582 | 3.7274 | 3.4966 | 3.335 | 3.1735
PT | RES_Biogas | 1.2703 | 1.3628 | 1.2745 | 1.1861 | 1.1243 | 1.0624 | 1.0192 | 0.97587
RO | RES_Biogas | 2.206 | 2.5213 | 2.5849 | 2.6486 | 2.6931 | 2.7377 | 2.7688 | 2.8
RS | RES_Biogas | 0 | 0 | 0 | 0 | 0 | 0 | 0 | 0
SE | RES_Biogas | 3.3432 | 4.0478 | 3.5741 | 3.1003 | 2.7687 | 2.4371 | 2.205 | 1.9728
SI | RES_Biogas | 0.20955 | 0.23153 | 0.24325 | 0.25498 | 0.26318 | 0.27139 | 0.27713 | 0.28288
SK | RES_Biogas | 0.68119 | 0.8181 | 0.82626 | 0.83443 | 0.84014 | 0.84586 | 0.84986 | 0.85386
UA | RES_Biogas | 0 | 0 | 0 | 0 | 0 | 0 | 0 | 0
UK | RES_Biogas | 4.2439 | 4.469 | 4.4227 | 4.3765 | 4.3441 | 4.3117 | 4.289 | 4.2664
EE | RES_Biogas | 0.35127 | 0.43208 | 0.38393 | 0.33578 | 0.30208 | 0.26837 | 0.24478 | 0.22119
LT | RES_Biogas | 0.43019 | 0.48525 | 0.51372 | 0.54219 | 0.56212 | 0.58205 | 0.596 | 0.60995
LV | RES_Biogas | 0.45197 | 0.48734 | 0.5447 | 0.60206 | 0.64221 | 0.68236 | 0.71047 | 0.73858
RU | RES_Biogas | 0 | 0 | 0 | 0 | 0 | 0 | 0 | 0
BY | RES_Biogas | 0 | 0 | 0 | 0 | 0 | 0 | 0 | 0
TR | RES_Biogas | 3.6006 | 3.7916 | 3.7523 | 3.7131 | 3.6856 | 3.6581 | 3.6389 | 3.6197
NONEU_Balkan | RES_Biogas | 0.47725 | 0.50256 | 0.49736 | 0.49216 | 0.48851 | 0.48487 | 0.48232 | 0.47977

## Par_TotalAnnualMaxCapacity
TotalAnnualMaxCapacity{r in REGION, t in TECHNOLOGY, y in YEAR}
Maximum total (residual and new) capacity each year.
Unit: GW
Region | Technology | 2018 | 2020 | 2025 | 2030 | 2035 | 2040 | 2045 | 2050
DE | A_Air | 999999 | 999999 | 999999 | 999999 | 999999 | 999999 | 999999 | 999999
DE | A_CCS_Capacity | 999999 | 999999 | 999999 | 999999 | 999999 | 999999 | 999999 | 999999
AL | D_PHS | 1.375 | 1.375 | 1.375 | 1.375 | 1.375 | 1.375 | 1.375 | 1.375
AT | D_PHS | 13.25 | 13.25 | 13.25 | 13.25 | 13.25 | 13.25 | 13.25 | 13.25
BA | D_PHS | 0 | 0 | 0 | 0 | 0 | 0 | 0 | 0
BE | D_PHS | 0.625 | 0.625 | 0.625 | 0.625 | 0.625 | 0.625 | 0.625 | 0.625
BG | D_PHS | 0 | 0 | 0 | 0 | 0 | 0 | 0 | 0
CH | D_PHS | 5.25 | 5.25 | 5.25 | 5.25 | 5.25 | 5.25 | 5.25 | 5.25
CZ | D_PHS | 0.625 | 0.625 | 0.625 | 0.625 | 0.625 | 0.625 | 0.625 | 0.625
DE | D_PHS | 0.125 | 0.125 | 0.125 | 0.125 | 0.125 | 0.125 | 0.125 | 0.125
DK | D_PHS | 0 | 0 | 0 | 0 | 0 | 0 | 0 | 0
ES | D_PHS | 37.75 | 37.75 | 37.75 | 37.75 | 37.75 | 37.75 | 37.75 | 37.75
FI | D_PHS | 0 | 0 | 0 | 0 | 0 | 0 | 0 | 0
FR | D_PHS | 7.25 | 7.25 | 7.25 | 7.25 | 7.25 | 7.25 | 7.25 | 7.25
GR | D_PHS | 0.125 | 0.125 | 0.125 | 0.125 | 0.125 | 0.125 | 0.125 | 0.125
HR | D_PHS | 0.75 | 0.75 | 0.75 | 0.75 | 0.75 | 0.75 | 0.75 | 0.75
HU | D_PHS | 0 | 0 | 0 | 0 | 0 | 0 | 0 | 0
IE | D_PHS | 0 | 0 | 0 | 0 | 0 | 0 | 0 | 0
IT | D_PHS | 28 | 28 | 28 | 28 | 28 | 28 | 28 | 28
LU | D_PHS | 0 | 0 | 0 | 0 | 0 | 0 | 0 | 0
ME | D_PHS | 0 | 0 | 0 | 0 | 0 | 0 | 0 | 0
MK | D_PHS | 0 | 0 | 0 | 0 | 0 | 0 | 0 | 0
NL | D_PHS | 0 | 0 | 0 | 0 | 0 | 0 | 0 | 0
NO | D_PHS | 5.75 | 5.75 | 5.75 | 5.75 | 5.75 | 5.75 | 5.75 | 5.75
PL | D_PHS | 0 | 0 | 0 | 0 | 0 | 0 | 0 | 0
PT | D_PHS | 0.875 | 0.875 | 0.875 | 0.875 | 0.875 | 0.875 | 0.875 | 0.875
RO | D_PHS | 0 | 0 | 0 | 0 | 0 | 0 | 0 | 0
RS | D_PHS | 0.125 | 0.125 | 0.125 | 0.125 | 0.125 | 0.125 | 0.125 | 0.125
SE | D_PHS | 16 | 16 | 16 | 16 | 16 | 16 | 16 | 16
SI | D_PHS | 0 | 0 | 0 | 0 | 0 | 0 | 0 | 0
SK | D_PHS | 0 | 0 | 0 | 0 | 0 | 0 | 0 | 0
UA | D_PHS | 0 | 0 | 0 | 0 | 0 | 0 | 0 | 0
UK | D_PHS | 3.25 | 3.25 | 3.25 | 3.25 | 3.25 | 3.25 | 3.25 | 3.25
EE | D_PHS | 0 | 0 | 0 | 0 | 0 | 0 | 0 | 0
LT | D_PHS | 0 | 0 | 0 | 0 | 0 | 0 | 0 | 0
LV | D_PHS | 0 | 0 | 0 | 0 | 0 | 0 | 0 | 0
RU | D_PHS | 0 | 0 | 0 | 0 | 0 | 0 | 0 | 0
BY | D_PHS | 0 | 0 | 0 | 0 | 0 | 0 | 0 | 0
AL | RES_Wind_Onshore_Avg | 5.4215 | 5.4215 | 5.4215 | 5.4215 | 5.4215 | 5.4215 | 5.4215 | 5.4215
AT | RES_Wind_Onshore_Avg | 19.8467 | 19.8467 | 19.8467 | 19.8467 | 19.8467 | 19.8467 | 19.8467 | 19.8467
BA | RES_Wind_Onshore_Avg | 8.7322 | 8.7322 | 8.7322 | 8.7322 | 8.7322 | 8.7322 | 8.7322 | 8.7322
BE | RES_Wind_Onshore_Avg | 7.67 | 7.67 | 7.67 | 7.67 | 7.67 | 7.67 | 7.67 | 7.67
BG | RES_Wind_Onshore_Avg | 29.6833 | 29.6833 | 29.6833 | 29.6833 | 29.6833 | 29.6833 | 29.6833 | 29.6833
CH | RES_Wind_Onshore_Avg | 9.0133 | 9.0133 | 9.0133 | 9.0133 | 9.0133 | 9.0133 | 9.0133 | 9.0133
CZ | RES_Wind_Onshore_Avg | 24.31 | 24.31 | 24.31 | 24.31 | 24.31 | 24.31 | 24.31 | 24.31
DE | RES_Wind_Onshore_Avg | 96.46 | 96.46 | 96.46 | 96.46 | 96.46 | 96.46 | 96.46 | 96.46
DK | RES_Wind_Onshore_Avg | 14.1267 | 14.1267 | 14.1267 | 14.1267 | 14.1267 | 14.1267 | 14.1267 | 14.1267
ES | RES_Wind_Onshore_Avg | 158.99 | 158.99 | 158.99 | 158.99 | 158.99 | 158.99 | 158.99 | 158.99
FI | RES_Wind_Onshore_Avg | 31.1133 | 31.1133 | 31.1133 | 31.1133 | 31.1133 | 31.1133 | 31.1133 | 31.1133
FR | RES_Wind_Onshore_Avg | 165.4033 | 165.4033 | 165.4033 | 165.4033 | 165.4033 | 165.4033 | 165.4033 | 165.4033
GR | RES_Wind_Onshore_Avg | 45.76 | 45.76 | 45.76 | 45.76 | 45.76 | 45.76 | 45.76 | 45.76
HR | RES_Wind_Onshore_Avg | 8.58 | 8.58 | 8.58 | 8.58 | 8.58 | 8.58 | 8.58 | 8.58
HU | RES_Wind_Onshore_Avg | 29.5533 | 29.5533 | 29.5533 | 29.5533 | 29.5533 | 29.5533 | 29.5533 | 29.5533
IE | RES_Wind_Onshore_Avg | 24.3967 | 24.3967 | 24.3967 | 24.3967 | 24.3967 | 24.3967 | 24.3967 | 24.3967
IT | RES_Wind_Onshore_Avg | 82.42 | 82.42 | 82.42 | 82.42 | 82.42 | 82.42 | 82.42 | 82.42
LU | RES_Wind_Onshore_Avg | 0.73667 | 0.73667 | 0.73667 | 0.73667 | 0.73667 | 0.73667 | 0.73667 | 0.73667
ME | RES_Wind_Onshore_Avg | 3.7799 | 3.7799 | 3.7799 | 3.7799 | 3.7799 | 3.7799 | 3.7799 | 3.7799
MK | RES_Wind_Onshore_Avg | 7.9835 | 7.9835 | 7.9835 | 7.9835 | 7.9835 | 7.9835 | 7.9835 | 7.9835
NL | RES_Wind_Onshore_Avg | 10.2267 | 10.2267 | 10.2267 | 10.2267 | 10.2267 | 10.2267 | 10.2267 | 10.2267
NO | RES_Wind_Onshore_Avg | 13.9533 | 13.9533 | 13.9533 | 13.9533 | 13.9533 | 13.9533 | 13.9533 | 13.9533
PL | RES_Wind_Onshore_Avg | 84.0233 | 84.0233 | 84.0233 | 84.0233 | 84.0233 | 84.0233 | 84.0233 | 84.0233
PT | RES_Wind_Onshore_Avg | 22.1 | 22.1 | 22.1 | 22.1 | 22.1 | 22.1 | 22.1 | 22.1
RO | RES_Wind_Onshore_Avg | 79.3 | 79.3 | 79.3 | 79.3 | 79.3 | 79.3 | 79.3 | 79.3
RS | RES_Wind_Onshore_Avg | 32.4531 | 32.4531 | 32.4531 | 32.4531 | 32.4531 | 32.4531 | 32.4531 | 32.4531
SE | RES_Wind_Onshore_Avg | 40.4733 | 40.4733 | 40.4733 | 40.4733 | 40.4733 | 40.4733 | 40.4733 | 40.4733
SI | RES_Wind_Onshore_Avg | 3.5967 | 3.5967 | 3.5967 | 3.5967 | 3.5967 | 3.5967 | 3.5967 | 3.5967
SK | RES_Wind_Onshore_Avg | 11.7867 | 11.7867 | 11.7867 | 11.7867 | 11.7867 | 11.7867 | 11.7867 | 11.7867
UA | RES_Wind_Onshore_Avg | 0 | 0 | 0 | 0 | 0 | 0 | 0 | 0
UK | RES_Wind_Onshore_Avg | 92.0833 | 92.0833 | 92.0833 | 92.0833 | 92.0833 | 92.0833 | 92.0833 | 92.0833
EE | RES_Wind_Onshore_Avg | 6.8467 | 6.8467 | 6.8467 | 6.8467 | 6.8467 | 6.8467 | 6.8467 | 6.8467
LT | RES_Wind_Onshore_Avg | 16.2933 | 16.2933 | 16.2933 | 16.2933 | 16.2933 | 16.2933 | 16.2933 | 16.2933
LV | RES_Wind_Onshore_Avg | 12.3067 | 12.3067 | 12.3067 | 12.3067 | 12.3067 | 12.3067 | 12.3067 | 12.3067
RU | RES_Wind_Onshore_Avg | 0 | 0 | 0 | 0 | 0 | 0 | 0 | 0
BY | RES_Wind_Onshore_Avg | 0 | 0 | 0 | 0 | 0 | 0 | 0 | 0
AL | RES_Wind_Onshore_Avg | 5.4215 | 5.4215 | 5.4215 | 5.4215 | 5.4215 | 5.4215 | 5.4215 | 5.4215
AT | RES_Wind_Onshore_Avg | 19.8467 | 19.8467 | 19.8467 | 19.8467 | 19.8467 | 19.8467 | 19.8467 | 19.8467
BA | RES_Wind_Onshore_Avg | 8.7322 | 8.7322 | 8.7322 | 8.7322 | 8.7322 | 8.7322 | 8.7322 | 8.7322
BE | RES_Wind_Onshore_Avg | 7.67 | 7.67 | 7.67 | 7.67 | 7.67 | 7.67 | 7.67 | 7.67
BG | RES_Wind_Onshore_Avg | 29.6833 | 29.6833 | 29.6833 | 29.6833 | 29.6833 | 29.6833 | 29.6833 | 29.6833
CH | RES_Wind_Onshore_Avg | 9.0133 | 9.0133 | 9.0133 | 9.0133 | 9.0133 | 9.0133 | 9.0133 | 9.0133
CZ | RES_Wind_Onshore_Avg | 24.31 | 24.31 | 24.31 | 24.31 | 24.31 | 24.31 | 24.31 | 24.31
DE | RES_Wind_Onshore_Avg | 96.46 | 96.46 | 96.46 | 96.46 | 96.46 | 96.46 | 96.46 | 96.46
DK | RES_Wind_Onshore_Avg | 14.1267 | 14.1267 | 14.1267 | 14.1267 | 14.1267 | 14.1267 | 14.1267 | 14.1267
ES | RES_Wind_Onshore_Avg | 158.99 | 158.99 | 158.99 | 158.99 | 158.99 | 158.99 | 158.99 | 158.99
FI | RES_Wind_Onshore_Avg | 31.1133 | 31.1133 | 31.1133 | 31.1133 | 31.1133 | 31.1133 | 31.1133 | 31.1133
FR | RES_Wind_Onshore_Avg | 165.4033 | 165.4033 | 165.4033 | 165.4033 | 165.4033 | 165.4033 | 165.4033 | 165.4033
GR | RES_Wind_Onshore_Avg | 45.76 | 45.76 | 45.76 | 45.76 | 45.76 | 45.76 | 45.76 | 45.76
HR | RES_Wind_Onshore_Avg | 8.58 | 8.58 | 8.58 | 8.58 | 8.58 | 8.58 | 8.58 | 8.58
HU | RES_Wind_Onshore_Avg | 29.5533 | 29.5533 | 29.5533 | 29.5533 | 29.5533 | 29.5533 | 29.5533 | 29.5533
IE | RES_Wind_Onshore_Avg | 24.3967 | 24.3967 | 24.3967 | 24.3967 | 24.3967 | 24.3967 | 24.3967 | 24.3967
IT | RES_Wind_Onshore_Avg | 82.42 | 82.42 | 82.42 | 82.42 | 82.42 | 82.42 | 82.42 | 82.42
LU | RES_Wind_Onshore_Avg | 0.73667 | 0.73667 | 0.73667 | 0.73667 | 0.73667 | 0.73667 | 0.73667 | 0.73667
ME | RES_Wind_Onshore_Avg | 3.7799 | 3.7799 | 3.7799 | 3.7799 | 3.7799 | 3.7799 | 3.7799 | 3.7799
MK | RES_Wind_Onshore_Avg | 7.9835 | 7.9835 | 7.9835 | 7.9835 | 7.9835 | 7.9835 | 7.9835 | 7.9835
NL | RES_Wind_Onshore_Avg | 10.2267 | 10.2267 | 10.2267 | 10.2267 | 10.2267 | 10.2267 | 10.2267 | 10.2267
NO | RES_Wind_Onshore_Avg | 13.9533 | 13.9533 | 13.9533 | 13.9533 | 13.9533 | 13.9533 | 13.9533 | 13.9533
PL | RES_Wind_Onshore_Avg | 84.0233 | 84.0233 | 84.0233 | 84.0233 | 84.0233 | 84.0233 | 84.0233 | 84.0233
PT | RES_Wind_Onshore_Avg | 22.1 | 22.1 | 22.1 | 22.1 | 22.1 | 22.1 | 22.1 | 22.1
RO | RES_Wind_Onshore_Avg | 79.3 | 79.3 | 79.3 | 79.3 | 79.3 | 79.3 | 79.3 | 79.3
RS | RES_Wind_Onshore_Avg | 32.4531 | 32.4531 | 32.4531 | 32.4531 | 32.4531 | 32.4531 | 32.4531 | 32.4531
SE | RES_Wind_Onshore_Avg | 40.4733 | 40.4733 | 40.4733 | 40.4733 | 40.4733 | 40.4733 | 40.4733 | 40.4733
SI | RES_Wind_Onshore_Avg | 3.5967 | 3.5967 | 3.5967 | 3.5967 | 3.5967 | 3.5967 | 3.5967 | 3.5967
SK | RES_Wind_Onshore_Avg | 11.7867 | 11.7867 | 11.7867 | 11.7867 | 11.7867 | 11.7867 | 11.7867 | 11.7867
UA | RES_Wind_Onshore_Avg | 0 | 0 | 0 | 0 | 0 | 0 | 0 | 0
UK | RES_Wind_Onshore_Avg | 92.0833 | 92.0833 | 92.0833 | 92.0833 | 92.0833 | 92.0833 | 92.0833 | 92.0833
EE | RES_Wind_Onshore_Avg | 6.8467 | 6.8467 | 6.8467 | 6.8467 | 6.8467 | 6.8467 | 6.8467 | 6.8467
LT | RES_Wind_Onshore_Avg | 16.2933 | 16.2933 | 16.2933 | 16.2933 | 16.2933 | 16.2933 | 16.2933 | 16.2933
LV | RES_Wind_Onshore_Avg | 12.3067 | 12.3067 | 12.3067 | 12.3067 | 12.3067 | 12.3067 | 12.3067 | 12.3067
RU | RES_Wind_Onshore_Avg | 0 | 0 | 0 | 0 | 0 | 0 | 0 | 0
BY | RES_Wind_Onshore_Avg | 0 | 0 | 0 | 0 | 0 | 0 | 0 | 0
AL | RES_Wind_Onshore_Inf | 5.4215 | 5.4215 | 5.4215 | 5.4215 | 5.4215 | 5.4215 | 5.4215 | 5.4215
AT | RES_Wind_Onshore_Inf | 19.8467 | 19.8467 | 19.8467 | 19.8467 | 19.8467 | 19.8467 | 19.8467 | 19.8467
BA | RES_Wind_Onshore_Inf | 8.7322 | 8.7322 | 8.7322 | 8.7322 | 8.7322 | 8.7322 | 8.7322 | 8.7322
BE | RES_Wind_Onshore_Inf | 7.67 | 7.67 | 7.67 | 7.67 | 7.67 | 7.67 | 7.67 | 7.67
BG | RES_Wind_Onshore_Inf | 29.6833 | 29.6833 | 29.6833 | 29.6833 | 29.6833 | 29.6833 | 29.6833 | 29.6833
CH | RES_Wind_Onshore_Inf | 9.0133 | 9.0133 | 9.0133 | 9.0133 | 9.0133 | 9.0133 | 9.0133 | 9.0133
CZ | RES_Wind_Onshore_Inf | 24.31 | 24.31 | 24.31 | 24.31 | 24.31 | 24.31 | 24.31 | 24.31
DE | RES_Wind_Onshore_Inf | 96.46 | 96.46 | 96.46 | 96.46 | 96.46 | 96.46 | 96.46 | 96.46
DK | RES_Wind_Onshore_Inf | 14.1267 | 14.1267 | 14.1267 | 14.1267 | 14.1267 | 14.1267 | 14.1267 | 14.1267
ES | RES_Wind_Onshore_Inf | 158.99 | 158.99 | 158.99 | 158.99 | 158.99 | 158.99 | 158.99 | 158.99
FI | RES_Wind_Onshore_Inf | 31.1133 | 31.1133 | 31.1133 | 31.1133 | 31.1133 | 31.1133 | 31.1133 | 31.1133
FR | RES_Wind_Onshore_Inf | 165.4033 | 165.4033 | 165.4033 | 165.4033 | 165.4033 | 165.4033 | 165.4033 | 165.4033
GR | RES_Wind_Onshore_Inf | 45.76 | 45.76 | 45.76 | 45.76 | 45.76 | 45.76 | 45.76 | 45.76
HR | RES_Wind_Onshore_Inf | 8.58 | 8.58 | 8.58 | 8.58 | 8.58 | 8.58 | 8.58 | 8.58
HU | RES_Wind_Onshore_Inf | 29.5533 | 29.5533 | 29.5533 | 29.5533 | 29.5533 | 29.5533 | 29.5533 | 29.5533
IE | RES_Wind_Onshore_Inf | 24.3967 | 24.3967 | 24.3967 | 24.3967 | 24.3967 | 24.3967 | 24.3967 | 24.3967
IT | RES_Wind_Onshore_Inf | 82.42 | 82.42 | 82.42 | 82.42 | 82.42 | 82.42 | 82.42 | 82.42
LU | RES_Wind_Onshore_Inf | 0.73667 | 0.73667 | 0.73667 | 0.73667 | 0.73667 | 0.73667 | 0.73667 | 0.73667
ME | RES_Wind_Onshore_Inf | 3.7799 | 3.7799 | 3.7799 | 3.7799 | 3.7799 | 3.7799 | 3.7799 | 3.7799
MK | RES_Wind_Onshore_Inf | 7.9835 | 7.9835 | 7.9835 | 7.9835 | 7.9835 | 7.9835 | 7.9835 | 7.9835
NL | RES_Wind_Onshore_Inf | 10.2267 | 10.2267 | 10.2267 | 10.2267 | 10.2267 | 10.2267 | 10.2267 | 10.2267
NO | RES_Wind_Onshore_Inf | 13.9533 | 13.9533 | 13.9533 | 13.9533 | 13.9533 | 13.9533 | 13.9533 | 13.9533
PL | RES_Wind_Onshore_Inf | 84.0233 | 84.0233 | 84.0233 | 84.0233 | 84.0233 | 84.0233 | 84.0233 | 84.0233
PT | RES_Wind_Onshore_Inf | 22.1 | 22.1 | 22.1 | 22.1 | 22.1 | 22.1 | 22.1 | 22.1
RO | RES_Wind_Onshore_Inf | 79.3 | 79.3 | 79.3 | 79.3 | 79.3 | 79.3 | 79.3 | 79.3
RS | RES_Wind_Onshore_Inf | 32.4531 | 32.4531 | 32.4531 | 32.4531 | 32.4531 | 32.4531 | 32.4531 | 32.4531
SE | RES_Wind_Onshore_Inf | 40.4733 | 40.4733 | 40.4733 | 40.4733 | 40.4733 | 40.4733 | 40.4733 | 40.4733
SI | RES_Wind_Onshore_Inf | 3.5967 | 3.5967 | 3.5967 | 3.5967 | 3.5967 | 3.5967 | 3.5967 | 3.5967
SK | RES_Wind_Onshore_Inf | 11.7867 | 11.7867 | 11.7867 | 11.7867 | 11.7867 | 11.7867 | 11.7867 | 11.7867
UA | RES_Wind_Onshore_Inf | 0 | 0 | 0 | 0 | 0 | 0 | 0 | 0
UK | RES_Wind_Onshore_Inf | 92.0833 | 92.0833 | 92.0833 | 92.0833 | 92.0833 | 92.0833 | 92.0833 | 92.0833
EE | RES_Wind_Onshore_Inf | 6.8467 | 6.8467 | 6.8467 | 6.8467 | 6.8467 | 6.8467 | 6.8467 | 6.8467
LT | RES_Wind_Onshore_Inf | 16.2933 | 16.2933 | 16.2933 | 16.2933 | 16.2933 | 16.2933 | 16.2933 | 16.2933
LV | RES_Wind_Onshore_Inf | 12.3067 | 12.3067 | 12.3067 | 12.3067 | 12.3067 | 12.3067 | 12.3067 | 12.3067
RU | RES_Wind_Onshore_Inf | 0 | 0 | 0 | 0 | 0 | 0 | 0 | 0
BY | RES_Wind_Onshore_Inf | 0 | 0 | 0 | 0 | 0 | 0 | 0 | 0
AL | RES_Wind_Onshore_Opt | 5.4215 | 5.4215 | 5.4215 | 5.4215 | 5.4215 | 5.4215 | 5.4215 | 5.4215
AT | RES_Wind_Onshore_Opt | 19.8467 | 19.8467 | 19.8467 | 19.8467 | 19.8467 | 19.8467 | 19.8467 | 19.8467
BA | RES_Wind_Onshore_Opt | 8.7322 | 8.7322 | 8.7322 | 8.7322 | 8.7322 | 8.7322 | 8.7322 | 8.7322
BE | RES_Wind_Onshore_Opt | 7.67 | 7.67 | 7.67 | 7.67 | 7.67 | 7.67 | 7.67 | 7.67
BG | RES_Wind_Onshore_Opt | 29.6833 | 29.6833 | 29.6833 | 29.6833 | 29.6833 | 29.6833 | 29.6833 | 29.6833
CH | RES_Wind_Onshore_Opt | 9.0133 | 9.0133 | 9.0133 | 9.0133 | 9.0133 | 9.0133 | 9.0133 | 9.0133
CZ | RES_Wind_Onshore_Opt | 24.31 | 24.31 | 24.31 | 24.31 | 24.31 | 24.31 | 24.31 | 24.31
DE | RES_Wind_Onshore_Opt | 96.46 | 96.46 | 96.46 | 96.46 | 96.46 | 96.46 | 96.46 | 96.46
DK | RES_Wind_Onshore_Opt | 14.1267 | 14.1267 | 14.1267 | 14.1267 | 14.1267 | 14.1267 | 14.1267 | 14.1267
ES | RES_Wind_Onshore_Opt | 158.99 | 158.99 | 158.99 | 158.99 | 158.99 | 158.99 | 158.99 | 158.99
FI | RES_Wind_Onshore_Opt | 31.1133 | 31.1133 | 31.1133 | 31.1133 | 31.1133 | 31.1133 | 31.1133 | 31.1133
FR | RES_Wind_Onshore_Opt | 165.4033 | 165.4033 | 165.4033 | 165.4033 | 165.4033 | 165.4033 | 165.4033 | 165.4033
GR | RES_Wind_Onshore_Opt | 45.76 | 45.76 | 45.76 | 45.76 | 45.76 | 45.76 | 45.76 | 45.76
HR | RES_Wind_Onshore_Opt | 8.58 | 8.58 | 8.58 | 8.58 | 8.58 | 8.58 | 8.58 | 8.58
HU | RES_Wind_Onshore_Opt | 29.5533 | 29.5533 | 29.5533 | 29.5533 | 29.5533 | 29.5533 | 29.5533 | 29.5533
IE | RES_Wind_Onshore_Opt | 24.3967 | 24.3967 | 24.3967 | 24.3967 | 24.3967 | 24.3967 | 24.3967 | 24.3967
IT | RES_Wind_Onshore_Opt | 82.42 | 82.42 | 82.42 | 82.42 | 82.42 | 82.42 | 82.42 | 82.42
LU | RES_Wind_Onshore_Opt | 0.73667 | 0.73667 | 0.73667 | 0.73667 | 0.73667 | 0.73667 | 0.73667 | 0.73667
ME | RES_Wind_Onshore_Opt | 3.7799 | 3.7799 | 3.7799 | 3.7799 | 3.7799 | 3.7799 | 3.7799 | 3.7799
MK | RES_Wind_Onshore_Opt | 7.9835 | 7.9835 | 7.9835 | 7.9835 | 7.9835 | 7.9835 | 7.9835 | 7.9835
NL | RES_Wind_Onshore_Opt | 10.2267 | 10.2267 | 10.2267 | 10.2267 | 10.2267 | 10.2267 | 10.2267 | 10.2267
NO | RES_Wind_Onshore_Opt | 13.9533 | 13.9533 | 13.9533 | 13.9533 | 13.9533 | 13.9533 | 13.9533 | 13.9533
PL | RES_Wind_Onshore_Opt | 84.0233 | 84.0233 | 84.0233 | 84.0233 | 84.0233 | 84.0233 | 84.0233 | 84.0233
PT | RES_Wind_Onshore_Opt | 22.1 | 22.1 | 22.1 | 22.1 | 22.1 | 22.1 | 22.1 | 22.1
RO | RES_Wind_Onshore_Opt | 79.3 | 79.3 | 79.3 | 79.3 | 79.3 | 79.3 | 79.3 | 79.3
RS | RES_Wind_Onshore_Opt | 32.4531 | 32.4531 | 32.4531 | 32.4531 | 32.4531 | 32.4531 | 32.4531 | 32.4531
SE | RES_Wind_Onshore_Opt | 40.4733 | 40.4733 | 40.4733 | 40.4733 | 40.4733 | 40.4733 | 40.4733 | 40.4733
SI | RES_Wind_Onshore_Opt | 3.5967 | 3.5967 | 3.5967 | 3.5967 | 3.5967 | 3.5967 | 3.5967 | 3.5967
SK | RES_Wind_Onshore_Opt | 11.7867 | 11.7867 | 11.7867 | 11.7867 | 11.7867 | 11.7867 | 11.7867 | 11.7867
UA | RES_Wind_Onshore_Opt | 0 | 0 | 0 | 0 | 0 | 0 | 0 | 0
UK | RES_Wind_Onshore_Opt | 92.0833 | 92.0833 | 92.0833 | 92.0833 | 92.0833 | 92.0833 | 92.0833 | 92.0833
EE | RES_Wind_Onshore_Opt | 6.8467 | 6.8467 | 6.8467 | 6.8467 | 6.8467 | 6.8467 | 6.8467 | 6.8467
LT | RES_Wind_Onshore_Opt | 16.2933 | 16.2933 | 16.2933 | 16.2933 | 16.2933 | 16.2933 | 16.2933 | 16.2933
LV | RES_Wind_Onshore_Opt | 12.3067 | 12.3067 | 12.3067 | 12.3067 | 12.3067 | 12.3067 | 12.3067 | 12.3067
RU | RES_Wind_Onshore_Opt | 0 | 0 | 0 | 0 | 0 | 0 | 0 | 0
BY | RES_Wind_Onshore_Opt | 0 | 0 | 0 | 0 | 0 | 0 | 0 | 0
AL | RES_Wind_Offshore_Transitional | 0.21332 | 0.21332 | 0.21332 | 0.21332 | 0.21332 | 0.21332 | 0.21332 | 0.21332
AT | RES_Wind_Offshore_Transitional | 0 | 0 | 0 | 0 | 0 | 0 | 0 | 0
BA | RES_Wind_Offshore_Transitional | 0.34358 | 0.34358 | 0.34358 | 0.34358 | 0.34358 | 0.34358 | 0.34358 | 0.34358
BE | RES_Wind_Offshore_Transitional | 3.9433 | 3.9433 | 3.9433 | 3.9433 | 3.9433 | 3.9433 | 3.9433 | 3.9433
BG | RES_Wind_Offshore_Transitional | 5.0267 | 5.0267 | 5.0267 | 5.0267 | 5.0267 | 5.0267 | 5.0267 | 5.0267
CH | RES_Wind_Offshore_Transitional | 0 | 0 | 0 | 0 | 0 | 0 | 0 | 0
CZ | RES_Wind_Offshore_Transitional | 0 | 0 | 0 | 0 | 0 | 0 | 0 | 0
DE | RES_Wind_Offshore_Transitional | 36.2267 | 36.2267 | 36.2267 | 36.2267 | 36.2267 | 36.2267 | 36.2267 | 36.2267
DK | RES_Wind_Offshore_Transitional | 64.5667 | 64.5667 | 64.5667 | 64.5667 | 64.5667 | 64.5667 | 64.5667 | 64.5667
ES | RES_Wind_Offshore_Transitional | 23.8333 | 23.8333 | 23.8333 | 23.8333 | 23.8333 | 23.8333 | 23.8333 | 23.8333
FI | RES_Wind_Offshore_Transitional | 56.55 | 56.55 | 56.55 | 56.55 | 56.55 | 56.55 | 56.55 | 56.55
FR | RES_Wind_Offshore_Transitional | 57.9367 | 57.9367 | 57.9367 | 57.9367 | 57.9367 | 57.9367 | 57.9367 | 57.9367
GR | RES_Wind_Offshore_Transitional | 11.96 | 11.96 | 11.96 | 11.96 | 11.96 | 11.96 | 11.96 | 11.96
HR | RES_Wind_Offshore_Transitional | 20.41 | 20.41 | 20.41 | 20.41 | 20.41 | 20.41 | 20.41 | 20.41
HU | RES_Wind_Offshore_Transitional | 0 | 0 | 0 | 0 | 0 | 0 | 0 | 0
IE | RES_Wind_Offshore_Transitional | 22.62 | 22.62 | 22.62 | 22.62 | 22.62 | 22.62 | 22.62 | 22.62
IT | RES_Wind_Offshore_Transitional | 33.67 | 33.67 | 33.67 | 33.67 | 33.67 | 33.67 | 33.67 | 33.67
LU | RES_Wind_Offshore_Transitional | 0 | 0 | 0 | 0 | 0 | 0 | 0 | 0
ME | RES_Wind_Offshore_Transitional | 0.14872 | 0.14872 | 0.14872 | 0.14872 | 0.14872 | 0.14872 | 0.14872 | 0.14872
MK | RES_Wind_Offshore_Transitional | 0.31412 | 0.31412 | 0.31412 | 0.31412 | 0.31412 | 0.31412 | 0.31412 | 0.31412
NL | RES_Wind_Offshore_Transitional | 24.7433 | 24.7433 | 24.7433 | 24.7433 | 24.7433 | 24.7433 | 24.7433 | 24.7433
NO | RES_Wind_Offshore_Transitional | 52.9533 | 52.9533 | 52.9533 | 52.9533 | 52.9533 | 52.9533 | 52.9533 | 52.9533
PL | RES_Wind_Offshore_Transitional | 17.6367 | 17.6367 | 17.6367 | 17.6367 | 17.6367 | 17.6367 | 17.6367 | 17.6367
PT | RES_Wind_Offshore_Transitional | 7.2367 | 7.2367 | 7.2367 | 7.2367 | 7.2367 | 7.2367 | 7.2367 | 7.2367
RO | RES_Wind_Offshore_Transitional | 10.53 | 10.53 | 10.53 | 10.53 | 10.53 | 10.53 | 10.53 | 10.53
RS | RES_Wind_Offshore_Transitional | 1.2769 | 1.2769 | 1.2769 | 1.2769 | 1.2769 | 1.2769 | 1.2769 | 1.2769
SE | RES_Wind_Offshore_Transitional | 72.67 | 72.67 | 72.67 | 72.67 | 72.67 | 72.67 | 72.67 | 72.67
SI | RES_Wind_Offshore_Transitional | 0.13 | 0.13 | 0.13 | 0.13 | 0.13 | 0.13 | 0.13 | 0.13
SK | RES_Wind_Offshore_Transitional | 0 | 0 | 0 | 0 | 0 | 0 | 0 | 0
UA | RES_Wind_Offshore_Transitional | 0 | 0 | 0 | 0 | 0 | 0 | 0 | 0
UK | RES_Wind_Offshore_Transitional | 42.9 | 42.9 | 42.9 | 42.9 | 42.9 | 42.9 | 42.9 | 42.9
EE | RES_Wind_Offshore_Transitional | 24.2233 | 24.2233 | 24.2233 | 24.2233 | 24.2233 | 24.2233 | 24.2233 | 24.2233
LT | RES_Wind_Offshore_Transitional | 3.9867 | 3.9867 | 3.9867 | 3.9867 | 3.9867 | 3.9867 | 3.9867 | 3.9867
LV | RES_Wind_Offshore_Transitional | 18.6767 | 18.6767 | 18.6767 | 18.6767 | 18.6767 | 18.6767 | 18.6767 | 18.6767
RU | RES_Wind_Offshore_Transitional | 0 | 0 | 0 | 0 | 0 | 0 | 0 | 0
BY | RES_Wind_Offshore_Transitional | 0 | 0 | 0 | 0 | 0 | 0 | 0 | 0
AL | RES_Wind_Offshore_Shallow | 0.21332 | 0.21332 | 0.21332 | 0.21332 | 0.21332 | 0.21332 | 0.21332 | 0.21332
AT | RES_Wind_Offshore_Shallow | 0 | 0 | 0 | 0 | 0 | 0 | 0 | 0
BA | RES_Wind_Offshore_Shallow | 0.34358 | 0.34358 | 0.34358 | 0.34358 | 0.34358 | 0.34358 | 0.34358 | 0.34358
BE | RES_Wind_Offshore_Shallow | 3.9433 | 3.9433 | 3.9433 | 3.9433 | 3.9433 | 3.9433 | 3.9433 | 3.9433
BG | RES_Wind_Offshore_Shallow | 5.0267 | 5.0267 | 5.0267 | 5.0267 | 5.0267 | 5.0267 | 5.0267 | 5.0267
CH | RES_Wind_Offshore_Shallow | 0 | 0 | 0 | 0 | 0 | 0 | 0 | 0
CZ | RES_Wind_Offshore_Shallow | 0 | 0 | 0 | 0 | 0 | 0 | 0 | 0
DE | RES_Wind_Offshore_Shallow | 36.2267 | 36.2267 | 36.2267 | 36.2267 | 36.2267 | 36.2267 | 36.2267 | 36.2267
DK | RES_Wind_Offshore_Shallow | 64.5667 | 64.5667 | 64.5667 | 64.5667 | 64.5667 | 64.5667 | 64.5667 | 64.5667
ES | RES_Wind_Offshore_Shallow | 23.8333 | 23.8333 | 23.8333 | 23.8333 | 23.8333 | 23.8333 | 23.8333 | 23.8333
FI | RES_Wind_Offshore_Shallow | 56.55 | 56.55 | 56.55 | 56.55 | 56.55 | 56.55 | 56.55 | 56.55
FR | RES_Wind_Offshore_Shallow | 57.9367 | 57.9367 | 57.9367 | 57.9367 | 57.9367 | 57.9367 | 57.9367 | 57.9367
GR | RES_Wind_Offshore_Shallow | 11.96 | 11.96 | 11.96 | 11.96 | 11.96 | 11.96 | 11.96 | 11.96
HR | RES_Wind_Offshore_Shallow | 20.41 | 20.41 | 20.41 | 20.41 | 20.41 | 20.41 | 20.41 | 20.41
HU | RES_Wind_Offshore_Shallow | 0 | 0 | 0 | 0 | 0 | 0 | 0 | 0
IE | RES_Wind_Offshore_Shallow | 22.62 | 22.62 | 22.62 | 22.62 | 22.62 | 22.62 | 22.62 | 22.62
IT | RES_Wind_Offshore_Shallow | 33.67 | 33.67 | 33.67 | 33.67 | 33.67 | 33.67 | 33.67 | 33.67
LU | RES_Wind_Offshore_Shallow | 0 | 0 | 0 | 0 | 0 | 0 | 0 | 0
ME | RES_Wind_Offshore_Shallow | 0.14872 | 0.14872 | 0.14872 | 0.14872 | 0.14872 | 0.14872 | 0.14872 | 0.14872
MK | RES_Wind_Offshore_Shallow | 0.31412 | 0.31412 | 0.31412 | 0.31412 | 0.31412 | 0.31412 | 0.31412 | 0.31412
NL | RES_Wind_Offshore_Shallow | 24.7433 | 24.7433 | 24.7433 | 24.7433 | 24.7433 | 24.7433 | 24.7433 | 24.7433
NO | RES_Wind_Offshore_Shallow | 52.9533 | 52.9533 | 52.9533 | 52.9533 | 52.9533 | 52.9533 | 52.9533 | 52.9533
PL | RES_Wind_Offshore_Shallow | 17.6367 | 17.6367 | 17.6367 | 17.6367 | 17.6367 | 17.6367 | 17.6367 | 17.6367
PT | RES_Wind_Offshore_Shallow | 7.2367 | 7.2367 | 7.2367 | 7.2367 | 7.2367 | 7.2367 | 7.2367 | 7.2367
RO | RES_Wind_Offshore_Shallow | 10.53 | 10.53 | 10.53 | 10.53 | 10.53 | 10.53 | 10.53 | 10.53
RS | RES_Wind_Offshore_Shallow | 1.2769 | 1.2769 | 1.2769 | 1.2769 | 1.2769 | 1.2769 | 1.2769 | 1.2769
SE | RES_Wind_Offshore_Shallow | 72.67 | 72.67 | 72.67 | 72.67 | 72.67 | 72.67 | 72.67 | 72.67
SI | RES_Wind_Offshore_Shallow | 0.13 | 0.13 | 0.13 | 0.13 | 0.13 | 0.13 | 0.13 | 0.13
SK | RES_Wind_Offshore_Shallow | 0 | 0 | 0 | 0 | 0 | 0 | 0 | 0
UA | RES_Wind_Offshore_Shallow | 0 | 0 | 0 | 0 | 0 | 0 | 0 | 0
UK | RES_Wind_Offshore_Shallow | 42.9 | 42.9 | 42.9 | 42.9 | 42.9 | 42.9 | 42.9 | 42.9
EE | RES_Wind_Offshore_Shallow | 24.2233 | 24.2233 | 24.2233 | 24.2233 | 24.2233 | 24.2233 | 24.2233 | 24.2233
LT | RES_Wind_Offshore_Shallow | 3.9867 | 3.9867 | 3.9867 | 3.9867 | 3.9867 | 3.9867 | 3.9867 | 3.9867
LV | RES_Wind_Offshore_Shallow | 18.6767 | 18.6767 | 18.6767 | 18.6767 | 18.6767 | 18.6767 | 18.6767 | 18.6767
RU | RES_Wind_Offshore_Shallow | 0 | 0 | 0 | 0 | 0 | 0 | 0 | 0
BY | RES_Wind_Offshore_Shallow | 0 | 0 | 0 | 0 | 0 | 0 | 0 | 0
AL | RES_Wind_Offshore_Deep | 0.21332 | 0.21332 | 0.21332 | 0.21332 | 0.21332 | 0.21332 | 0.21332 | 0.21332
AT | RES_Wind_Offshore_Deep | 0 | 0 | 0 | 0 | 0 | 0 | 0 | 0
BA | RES_Wind_Offshore_Deep | 0.34358 | 0.34358 | 0.34358 | 0.34358 | 0.34358 | 0.34358 | 0.34358 | 0.34358
BE | RES_Wind_Offshore_Deep | 3.9433 | 3.9433 | 3.9433 | 3.9433 | 3.9433 | 3.9433 | 3.9433 | 3.9433
BG | RES_Wind_Offshore_Deep | 5.0267 | 5.0267 | 5.0267 | 5.0267 | 5.0267 | 5.0267 | 5.0267 | 5.0267
CH | RES_Wind_Offshore_Deep | 0 | 0 | 0 | 0 | 0 | 0 | 0 | 0
CZ | RES_Wind_Offshore_Deep | 0 | 0 | 0 | 0 | 0 | 0 | 0 | 0
DE | RES_Wind_Offshore_Deep | 36.2267 | 36.2267 | 36.2267 | 36.2267 | 36.2267 | 36.2267 | 36.2267 | 36.2267
DK | RES_Wind_Offshore_Deep | 64.5667 | 64.5667 | 64.5667 | 64.5667 | 64.5667 | 64.5667 | 64.5667 | 64.5667
ES | RES_Wind_Offshore_Deep | 23.8333 | 23.8333 | 23.8333 | 23.8333 | 23.8333 | 23.8333 | 23.8333 | 23.8333
FI | RES_Wind_Offshore_Deep | 56.55 | 56.55 | 56.55 | 56.55 | 56.55 | 56.55 | 56.55 | 56.55
FR | RES_Wind_Offshore_Deep | 57.9367 | 57.9367 | 57.9367 | 57.9367 | 57.9367 | 57.9367 | 57.9367 | 57.9367
GR | RES_Wind_Offshore_Deep | 11.96 | 11.96 | 11.96 | 11.96 | 11.96 | 11.96 | 11.96 | 11.96
HR | RES_Wind_Offshore_Deep | 20.41 | 20.41 | 20.41 | 20.41 | 20.41 | 20.41 | 20.41 | 20.41
HU | RES_Wind_Offshore_Deep | 0 | 0 | 0 | 0 | 0 | 0 | 0 | 0
IE | RES_Wind_Offshore_Deep | 22.62 | 22.62 | 22.62 | 22.62 | 22.62 | 22.62 | 22.62 | 22.62
IT | RES_Wind_Offshore_Deep | 33.67 | 33.67 | 33.67 | 33.67 | 33.67 | 33.67 | 33.67 | 33.67
LU | RES_Wind_Offshore_Deep | 0 | 0 | 0 | 0 | 0 | 0 | 0 | 0
ME | RES_Wind_Offshore_Deep | 0.14872 | 0.14872 | 0.14872 | 0.14872 | 0.14872 | 0.14872 | 0.14872 | 0.14872
MK | RES_Wind_Offshore_Deep | 0.31412 | 0.31412 | 0.31412 | 0.31412 | 0.31412 | 0.31412 | 0.31412 | 0.31412
NL | RES_Wind_Offshore_Deep | 24.7433 | 24.7433 | 24.7433 | 24.7433 | 24.7433 | 24.7433 | 24.7433 | 24.7433
NO | RES_Wind_Offshore_Deep | 52.9533 | 52.9533 | 52.9533 | 52.9533 | 52.9533 | 52.9533 | 52.9533 | 52.9533
PL | RES_Wind_Offshore_Deep | 17.6367 | 17.6367 | 17.6367 | 17.6367 | 17.6367 | 17.6367 | 17.6367 | 17.6367
PT | RES_Wind_Offshore_Deep | 7.2367 | 7.2367 | 7.2367 | 7.2367 | 7.2367 | 7.2367 | 7.2367 | 7.2367
RO | RES_Wind_Offshore_Deep | 10.53 | 10.53 | 10.53 | 10.53 | 10.53 | 10.53 | 10.53 | 10.53
RS | RES_Wind_Offshore_Deep | 1.2769 | 1.2769 | 1.2769 | 1.2769 | 1.2769 | 1.2769 | 1.2769 | 1.2769
SE | RES_Wind_Offshore_Deep | 72.67 | 72.67 | 72.67 | 72.67 | 72.67 | 72.67 | 72.67 | 72.67
SI | RES_Wind_Offshore_Deep | 0.13 | 0.13 | 0.13 | 0.13 | 0.13 | 0.13 | 0.13 | 0.13
SK | RES_Wind_Offshore_Deep | 0 | 0 | 0 | 0 | 0 | 0 | 0 | 0
UA | RES_Wind_Offshore_Deep | 0 | 0 | 0 | 0 | 0 | 0 | 0 | 0
UK | RES_Wind_Offshore_Deep | 42.9 | 42.9 | 42.9 | 42.9 | 42.9 | 42.9 | 42.9 | 42.9
EE | RES_Wind_Offshore_Deep | 24.2233 | 24.2233 | 24.2233 | 24.2233 | 24.2233 | 24.2233 | 24.2233 | 24.2233
LT | RES_Wind_Offshore_Deep | 3.9867 | 3.9867 | 3.9867 | 3.9867 | 3.9867 | 3.9867 | 3.9867 | 3.9867
LV | RES_Wind_Offshore_Deep | 18.6767 | 18.6767 | 18.6767 | 18.6767 | 18.6767 | 18.6767 | 18.6767 | 18.6767
RU | RES_Wind_Offshore_Deep | 0 | 0 | 0 | 0 | 0 | 0 | 0 | 0
BY | RES_Wind_Offshore_Deep | 0 | 0 | 0 | 0 | 0 | 0 | 0 | 0
AL | RES_PV_Utility_Avg | 3.3688 | 3.3688 | 3.3688 | 3.3688 | 3.3688 | 3.3688 | 3.3688 | 3.3688
BA | RES_PV_Utility_Avg | 5.426 | 5.426 | 5.426 | 5.426 | 5.426 | 5.426 | 5.426 | 5.426
CH | RES_PV_Utility_Avg | 8.1033 | 8.1033 | 8.1033 | 8.1033 | 8.1033 | 8.1033 | 8.1033 | 8.1033
ME | RES_PV_Utility_Avg | 2.3487 | 2.3487 | 2.3487 | 2.3487 | 2.3487 | 2.3487 | 2.3487 | 2.3487
MK | RES_PV_Utility_Avg | 4.9608 | 4.9608 | 4.9608 | 4.9608 | 4.9608 | 4.9608 | 4.9608 | 4.9608
NO | RES_PV_Utility_Avg | 5.2 | 5.2 | 5.2 | 5.2 | 5.2 | 5.2 | 5.2 | 5.2
RS | RES_PV_Utility_Avg | 20.1657 | 20.1657 | 20.1657 | 20.1657 | 20.1657 | 20.1657 | 20.1657 | 20.1657
UA | RES_PV_Utility_Avg | 0 | 0 | 0 | 0 | 0 | 0 | 0 | 0
RU | RES_PV_Utility_Avg | 0 | 0 | 0 | 0 | 0 | 0 | 0 | 0
BY | RES_PV_Utility_Avg | 0 | 0 | 0 | 0 | 0 | 0 | 0 | 0
AL | RES_PV_Utility_Inf | 3.3688 | 3.3688 | 3.3688 | 3.3688 | 3.3688 | 3.3688 | 3.3688 | 3.3688
BA | RES_PV_Utility_Inf | 5.426 | 5.426 | 5.426 | 5.426 | 5.426 | 5.426 | 5.426 | 5.426
CH | RES_PV_Utility_Inf | 8.1033 | 8.1033 | 8.1033 | 8.1033 | 8.1033 | 8.1033 | 8.1033 | 8.1033
ME | RES_PV_Utility_Inf | 2.3487 | 2.3487 | 2.3487 | 2.3487 | 2.3487 | 2.3487 | 2.3487 | 2.3487
MK | RES_PV_Utility_Inf | 4.9608 | 4.9608 | 4.9608 | 4.9608 | 4.9608 | 4.9608 | 4.9608 | 4.9608
NO | RES_PV_Utility_Inf | 5.2 | 5.2 | 5.2 | 5.2 | 5.2 | 5.2 | 5.2 | 5.2
RS | RES_PV_Utility_Inf | 20.1657 | 20.1657 | 20.1657 | 20.1657 | 20.1657 | 20.1657 | 20.1657 | 20.1657
UA | RES_PV_Utility_Inf | 0 | 0 | 0 | 0 | 0 | 0 | 0 | 0
RU | RES_PV_Utility_Inf | 0 | 0 | 0 | 0 | 0 | 0 | 0 | 0
BY | RES_PV_Utility_Inf | 0 | 0 | 0 | 0 | 0 | 0 | 0 | 0
AL | RES_PV_Utility_Opt | 3.3688 | 3.3688 | 3.3688 | 3.3688 | 3.3688 | 3.3688 | 3.3688 | 3.3688
BA | RES_PV_Utility_Opt | 5.426 | 5.426 | 5.426 | 5.426 | 5.426 | 5.426 | 5.426 | 5.426
CH | RES_PV_Utility_Opt | 8.1033 | 8.1033 | 8.1033 | 8.1033 | 8.1033 | 8.1033 | 8.1033 | 8.1033
ME | RES_PV_Utility_Opt | 2.3487 | 2.3487 | 2.3487 | 2.3487 | 2.3487 | 2.3487 | 2.3487 | 2.3487
MK | RES_PV_Utility_Opt | 4.9608 | 4.9608 | 4.9608 | 4.9608 | 4.9608 | 4.9608 | 4.9608 | 4.9608
NO | RES_PV_Utility_Opt | 5.2 | 5.2 | 5.2 | 5.2 | 5.2 | 5.2 | 5.2 | 5.2
RS | RES_PV_Utility_Opt | 20.1657 | 20.1657 | 20.1657 | 20.1657 | 20.1657 | 20.1657 | 20.1657 | 20.1657
UA | RES_PV_Utility_Opt | 0 | 0 | 0 | 0 | 0 | 0 | 0 | 0
RU | RES_PV_Utility_Opt | 0 | 0 | 0 | 0 | 0 | 0 | 0 | 0
BY | RES_PV_Utility_Opt | 0 | 0 | 0 | 0 | 0 | 0 | 0 | 0
AL | RES_CSP | 0 | 0 | 0 | 0 | 0 | 0 | 0 | 0
AT | RES_CSP | 8.19 | 8.19 | 8.19 | 8.19 | 8.19 | 8.19 | 8.19 | 8.19
BA | RES_CSP | 3.7329 | 3.7329 | 3.7329 | 3.7329 | 3.7329 | 3.7329 | 3.7329 | 3.7329
BE | RES_CSP | 3.51 | 3.51 | 3.51 | 3.51 | 3.51 | 3.51 | 3.51 | 3.51
BG | RES_CSP | 13.13 | 13.13 | 13.13 | 13.13 | 13.13 | 13.13 | 13.13 | 13.13
CH | RES_CSP | 3.9 | 3.9 | 3.9 | 3.9 | 3.9 | 3.9 | 3.9 | 3.9
CZ | RES_CSP | 11.05 | 11.05 | 11.05 | 11.05 | 11.05 | 11.05 | 11.05 | 11.05
DE | RES_CSP | 43.42 | 43.42 | 43.42 | 43.42 | 43.42 | 43.42 | 43.42 | 43.42
DK | RES_CSP | 6.89 | 6.89 | 6.89 | 6.89 | 6.89 | 6.89 | 6.89 | 6.89
ES | RES_CSP | 71.63 | 71.63 | 71.63 | 71.63 | 71.63 | 71.63 | 71.63 | 71.63
FI | RES_CSP | 5.98 | 5.98 | 5.98 | 5.98 | 5.98 | 5.98 | 5.98 | 5.98
FR | RES_CSP | 75.79 | 75.79 | 75.79 | 75.79 | 75.79 | 75.79 | 75.79 | 75.79
GR | RES_CSP | 21.19 | 21.19 | 21.19 | 21.19 | 21.19 | 21.19 | 21.19 | 21.19
HR | RES_CSP | 3.51 | 3.51 | 3.51 | 3.51 | 3.51 | 3.51 | 3.51 | 3.51
HU | RES_CSP | 13.91 | 13.91 | 13.91 | 13.91 | 13.91 | 13.91 | 13.91 | 13.91
IE | RES_CSP | 11.83 | 11.83 | 11.83 | 11.83 | 11.83 | 11.83 | 11.83 | 11.83
IT | RES_CSP | 37.18 | 37.18 | 37.18 | 37.18 | 37.18 | 37.18 | 37.18 | 37.18
LU | RES_CSP | 0.39 | 0.39 | 0.39 | 0.39 | 0.39 | 0.39 | 0.39 | 0.39
ME | RES_CSP | 1.8664 | 1.8664 | 1.8664 | 1.8664 | 1.8664 | 1.8664 | 1.8664 | 1.8664
MK | RES_CSP | 0 | 0 | 0 | 0 | 0 | 0 | 0 | 0
NL | RES_CSP | 4.94 | 4.94 | 4.94 | 4.94 | 4.94 | 4.94 | 4.94 | 4.94
NO | RES_CSP | 2.6 | 2.6 | 2.6 | 2.6 | 2.6 | 2.6 | 2.6 | 2.6
PL | RES_CSP | 37.96 | 37.96 | 37.96 | 37.96 | 37.96 | 37.96 | 37.96 | 37.96
PT | RES_CSP | 9.62 | 9.62 | 9.62 | 9.62 | 9.62 | 9.62 | 9.62 | 9.62
RO | RES_CSP | 36.79 | 36.79 | 36.79 | 36.79 | 36.79 | 36.79 | 36.79 | 36.79
RS | RES_CSP | 20.5307 | 20.5307 | 20.5307 | 20.5307 | 20.5307 | 20.5307 | 20.5307 | 20.5307
SE | RES_CSP | 8.06 | 8.06 | 8.06 | 8.06 | 8.06 | 8.06 | 8.06 | 8.06
SI | RES_CSP | 1.3 | 1.3 | 1.3 | 1.3 | 1.3 | 1.3 | 1.3 | 1.3
SK | RES_CSP | 5.07 | 5.07 | 5.07 | 5.07 | 5.07 | 5.07 | 5.07 | 5.07
UA | RES_CSP | 0 | 0 | 0 | 0 | 0 | 0 | 0 | 0
UK | RES_CSP | 44.72 | 44.72 | 44.72 | 44.72 | 44.72 | 44.72 | 44.72 | 44.72
EE | RES_CSP | 2.47 | 2.47 | 2.47 | 2.47 | 2.47 | 2.47 | 2.47 | 2.47
LT | RES_CSP | 7.15 | 7.15 | 7.15 | 7.15 | 7.15 | 7.15 | 7.15 | 7.15
LV | RES_CSP | 4.68 | 4.68 | 4.68 | 4.68 | 4.68 | 4.68 | 4.68 | 4.68
RU | RES_CSP | 0 | 0 | 0 | 0 | 0 | 0 | 0 | 0
BY | RES_CSP | 0 | 0 | 0 | 0 | 0 | 0 | 0 | 0
AL | A_Rooftop_Commercial | 13.212 | 13.212 | 13.212 | 13.212 | 13.212 | 13.212 | 13.212 | 13.212 |  | Europe_AT | A_Rooftop_Commercial | 65.82 | 65.82 | 65.82 | 65.82 | 65.82 | 65.82 | 65.82 | 65.82
AT | A_Rooftop_Commercial | 49.6249 | 49.6249 | 49.6249 | 49.6249 | 49.6249 | 49.6249 | 49.6249 | 49.6249 |  | Europe_Balt | A_Rooftop_Commercial | 76.0852 | 76.0852 | 76.0852 | 76.0852 | 76.0852 | 76.0852 | 76.0852 | 76.0852
BA | A_Rooftop_Commercial | 21.2801 | 21.2801 | 21.2801 | 21.2801 | 21.2801 | 21.2801 | 21.2801 | 21.2801 |  | Europe_BeLux | A_Rooftop_Commercial | 20.9329 | 20.9329 | 20.9329 | 20.9329 | 20.9329 | 20.9329 | 20.9329 | 20.9329
BE | A_Rooftop_Commercial | 36.3689 | 36.3689 | 36.3689 | 36.3689 | 36.3689 | 36.3689 | 36.3689 | 36.3689 |  | Europe_CH | A_Rooftop_Commercial | 67.5473 | 67.5473 | 67.5473 | 67.5473 | 67.5473 | 67.5473 | 67.5473 | 67.5473
BG | A_Rooftop_Commercial | 67.2995 | 67.2995 | 67.2995 | 67.2995 | 67.2995 | 67.2995 | 67.2995 | 67.2995 |  | Europe_CZ | A_Rooftop_Commercial | 59.9254 | 59.9254 | 59.9254 | 59.9254 | 59.9254 | 59.9254 | 59.9254 | 59.9254
CH | A_Rooftop_Commercial | 31.7803 | 31.7803 | 31.7803 | 31.7803 | 31.7803 | 31.7803 | 31.7803 | 31.7803 |  | Europe_DE | A_Rooftop_Commercial | 500.1476 | 500.1476 | 500.1476 | 500.1476 | 500.1476 | 500.1476 | 500.1476 | 500.1476
CZ | A_Rooftop_Commercial | 65.0901 | 65.0901 | 65.0901 | 65.0901 | 65.0901 | 65.0901 | 65.0901 | 65.0901 |  | Europe_DK | A_Rooftop_Commercial | 40.2561 | 40.2561 | 40.2561 | 40.2561 | 40.2561 | 40.2561 | 40.2561 | 40.2561
DE | A_Rooftop_Commercial | 340.5761 | 340.5761 | 340.5761 | 340.5761 | 340.5761 | 340.5761 | 340.5761 | 340.5761 |  | Europe_FR | A_Rooftop_Commercial | 487.6626 | 487.6626 | 487.6626 | 487.6626 | 487.6626 | 487.6626 | 487.6626 | 487.6626
DK | A_Rooftop_Commercial | 38.2383 | 38.2383 | 38.2383 | 38.2383 | 38.2383 | 38.2383 | 38.2383 | 38.2383 |  | Europe_GB | A_Rooftop_Commercial | 389.0457 | 389.0457 | 389.0457 | 389.0457 | 389.0457 | 389.0457 | 389.0457 | 389.0457
ES | A_Rooftop_Commercial | 376.6051 | 376.6051 | 376.6051 | 376.6051 | 376.6051 | 376.6051 | 376.6051 | 376.6051 |  | Europe_Iberia | A_Rooftop_Commercial | 327.1547 | 327.1547 | 327.1547 | 327.1547 | 327.1547 | 327.1547 | 327.1547 | 327.1547
FI | A_Rooftop_Commercial | 34.4995 | 34.4995 | 34.4995 | 34.4995 | 34.4995 | 34.4995 | 34.4995 | 34.4995 |  | Europe_IT | A_Rooftop_Commercial | 258.6854 | 258.6854 | 258.6854 | 258.6854 | 258.6854 | 258.6854 | 258.6854 | 258.6854
FR | A_Rooftop_Commercial | 427.9294 | 427.9294 | 427.9294 | 427.9294 | 427.9294 | 427.9294 | 427.9294 | 427.9294 |  | Europe_NL | A_Rooftop_Commercial | 45.8269 | 45.8269 | 45.8269 | 45.8269 | 45.8269 | 45.8269 | 45.8269 | 45.8269
GR | A_Rooftop_Commercial | 106.7274 | 106.7274 | 106.7274 | 106.7274 | 106.7274 | 106.7274 | 106.7274 | 106.7274 |  | Europe_PL | A_Rooftop_Commercial | 356.8884 | 356.8884 | 356.8884 | 356.8884 | 356.8884 | 356.8884 | 356.8884 | 356.8884
HR | A_Rooftop_Commercial | 22.773 | 22.773 | 22.773 | 22.773 | 22.773 | 22.773 | 22.773 | 22.773 |  | Europe_Scand | A_Rooftop_Commercial | 253.5384 | 253.5384 | 253.5384 | 253.5384 | 253.5384 | 253.5384 | 253.5384 | 253.5384
HU | A_Rooftop_Commercial | 75.287 | 75.287 | 75.287 | 75.287 | 75.287 | 75.287 | 75.287 | 75.287 |  | Europe_SouthEast | A_Rooftop_Commercial | 213.7279 | 213.7279 | 213.7279 | 213.7279 | 213.7279 | 213.7279 | 213.7279 | 213.7279
IE | A_Rooftop_Commercial | 55.9129 | 55.9129 | 55.9129 | 55.9129 | 55.9129 | 55.9129 | 55.9129 | 55.9129 |  |  |  | 3163.2445 | 3163.2445 | 3163.2445 | 3163.2445 | 3163.2445 | 3163.2445 | 3163.2445 | 3163.2445
IT | A_Rooftop_Commercial | 271.7471 | 271.7471 | 271.7471 | 271.7471 | 271.7471 | 271.7471 | 271.7471 | 271.7471
LU | A_Rooftop_Commercial | 2.3793 | 2.3793 | 2.3793 | 2.3793 | 2.3793 | 2.3793 | 2.3793 | 2.3793 |  | Europe_AT | A_Rooftop_Residential | 73.2866 | 73.2866 | 73.2866 | 73.2866 | 73.2866 | 73.2866 | 73.2866 | 73.2866
ME | A_Rooftop_Commercial | 9.2114 | 9.2114 | 9.2114 | 9.2114 | 9.2114 | 9.2114 | 9.2114 | 9.2114 |  | Europe_Balt | A_Rooftop_Residential | 37.7565 | 37.7565 | 37.7565 | 37.7565 | 37.7565 | 37.7565 | 37.7565 | 37.7565
MK | A_Rooftop_Commercial | 19.4556 | 19.4556 | 19.4556 | 19.4556 | 19.4556 | 19.4556 | 19.4556 | 19.4556 |  | Europe_BeLux | A_Rooftop_Residential | 19.9999 | 19.9999 | 19.9999 | 19.9999 | 19.9999 | 19.9999 | 19.9999 | 19.9999
NL | A_Rooftop_Commercial | 54.0435 | 54.0435 | 54.0435 | 54.0435 | 54.0435 | 54.0435 | 54.0435 | 54.0435 |  | Europe_CH | A_Rooftop_Residential | 74.9911 | 74.9911 | 74.9911 | 74.9911 | 74.9911 | 74.9911 | 74.9911 | 74.9911
NO | A_Rooftop_Commercial | 20.3938 | 20.3938 | 20.3938 | 20.3938 | 20.3938 | 20.3938 | 20.3938 | 20.3938 |  | Europe_CZ | A_Rooftop_Residential | 54.8916 | 54.8916 | 54.8916 | 54.8916 | 54.8916 | 54.8916 | 54.8916 | 54.8916
PL | A_Rooftop_Commercial | 228.4103 | 228.4103 | 228.4103 | 228.4103 | 228.4103 | 228.4103 | 228.4103 | 228.4103 |  | Europe_DE | A_Rooftop_Residential | 416.8305 | 416.8305 | 416.8305 | 416.8305 | 416.8305 | 416.8305 | 416.8305 | 416.8305
PT | A_Rooftop_Commercial | 59.6518 | 59.6518 | 59.6518 | 59.6518 | 59.6518 | 59.6518 | 59.6518 | 59.6518 |  | Europe_DK | A_Rooftop_Residential | 20.8775 | 20.8775 | 20.8775 | 20.8775 | 20.8775 | 20.8775 | 20.8775 | 20.8775
RO | A_Rooftop_Commercial | 188.9823 | 188.9823 | 188.9823 | 188.9823 | 188.9823 | 188.9823 | 188.9823 | 188.9823 |  | Europe_FR | A_Rooftop_Residential | 520.1415 | 520.1415 | 520.1415 | 520.1415 | 520.1415 | 520.1415 | 520.1415 | 520.1415
RS | A_Rooftop_Commercial | 79.0875 | 79.0875 | 79.0875 | 79.0875 | 79.0875 | 79.0875 | 79.0875 | 79.0875 |  | Europe_GB | A_Rooftop_Residential | 211.5888 | 211.5888 | 211.5888 | 211.5888 | 211.5888 | 211.5888 | 211.5888 | 211.5888
SE | A_Rooftop_Commercial | 50.9844 | 50.9844 | 50.9844 | 50.9844 | 50.9844 | 50.9844 | 50.9844 | 50.9844 |  | Europe_Iberia | A_Rooftop_Residential | 670.0442 | 670.0442 | 670.0442 | 670.0442 | 670.0442 | 670.0442 | 670.0442 | 670.0442
SI | A_Rooftop_Commercial | 9.1772 | 9.1772 | 9.1772 | 9.1772 | 9.1772 | 9.1772 | 9.1772 | 9.1772 |  | Europe_IT | A_Rooftop_Residential | 702.8588 | 702.8588 | 702.8588 | 702.8588 | 702.8588 | 702.8588 | 702.8588 | 702.8588
SK | A_Rooftop_Commercial | 31.1005 | 31.1005 | 31.1005 | 31.1005 | 31.1005 | 31.1005 | 31.1005 | 31.1005 |  | Europe_NL | A_Rooftop_Residential | 23.4082 | 23.4082 | 23.4082 | 23.4082 | 23.4082 | 23.4082 | 23.4082 | 23.4082
UA | A_Rooftop_Commercial | 0 | 0 | 0 | 0 | 0 | 0 | 0 | 0 |  | Europe_PL | A_Rooftop_Residential | 181.416 | 181.416 | 181.416 | 181.416 | 181.416 | 181.416 | 181.416 | 181.416
UK | A_Rooftop_Commercial | 304.717 | 304.717 | 304.717 | 304.717 | 304.717 | 304.717 | 304.717 | 304.717 |  | Europe_Scand | A_Rooftop_Residential | 111.9108 | 111.9108 | 111.9108 | 111.9108 | 111.9108 | 111.9108 | 111.9108 | 111.9108
EE | A_Rooftop_Commercial | 12.4062 | 12.4062 | 12.4062 | 12.4062 | 12.4062 | 12.4062 | 12.4062 | 12.4062 |  | Europe_SouthEast | A_Rooftop_Residential | 287.8753 | 287.8753 | 287.8753 | 287.8753 | 287.8753 | 287.8753 | 287.8753 | 287.8753
LT | A_Rooftop_Commercial | 35.1793 | 35.1793 | 35.1793 | 35.1793 | 35.1793 | 35.1793 | 35.1793 | 35.1793 |  |  |  | 3407.8773 | 3407.8773 | 3407.8773 | 3407.8773 | 3407.8773 | 3407.8773 | 3407.8773 | 3407.8773
LV | A_Rooftop_Commercial | 23.1129 | 23.1129 | 23.1129 | 23.1129 | 23.1129 | 23.1129 | 23.1129 | 23.1129
RU | A_Rooftop_Commercial | 0 | 0 | 0 | 0 | 0 | 0 | 0 | 0
BY | A_Rooftop_Commercial | 0 | 0 | 0 | 0 | 0 | 0 | 0 | 0
AL | A_Rooftop_Residential | 14.2338 | 14.2338 | 14.2338 | 14.2338 | 14.2338 | 14.2338 | 14.2338 | 14.2338
AT | A_Rooftop_Residential | 53.4626 | 53.4626 | 53.4626 | 53.4626 | 53.4626 | 53.4626 | 53.4626 | 53.4626
BA | A_Rooftop_Residential | 22.9258 | 22.9258 | 22.9258 | 22.9258 | 22.9258 | 22.9258 | 22.9258 | 22.9258
BE | A_Rooftop_Residential | 39.1815 | 39.1815 | 39.1815 | 39.1815 | 39.1815 | 39.1815 | 39.1815 | 39.1815
BG | A_Rooftop_Residential | 72.5041 | 72.5041 | 72.5041 | 72.5041 | 72.5041 | 72.5041 | 72.5041 | 72.5041
CH | A_Rooftop_Residential | 34.2381 | 34.2381 | 34.2381 | 34.2381 | 34.2381 | 34.2381 | 34.2381 | 34.2381
CZ | A_Rooftop_Residential | 70.1239 | 70.1239 | 70.1239 | 70.1239 | 70.1239 | 70.1239 | 70.1239 | 70.1239
DE | A_Rooftop_Residential | 366.9149 | 366.9149 | 366.9149 | 366.9149 | 366.9149 | 366.9149 | 366.9149 | 366.9149
DK | A_Rooftop_Residential | 41.1955 | 41.1955 | 41.1955 | 41.1955 | 41.1955 | 41.1955 | 41.1955 | 41.1955
ES | A_Rooftop_Residential | 405.7302 | 405.7302 | 405.7302 | 405.7302 | 405.7302 | 405.7302 | 405.7302 | 405.7302
FI | A_Rooftop_Residential | 37.1675 | 37.1675 | 37.1675 | 37.1675 | 37.1675 | 37.1675 | 37.1675 | 37.1675
FR | A_Rooftop_Residential | 461.0238 | 461.0238 | 461.0238 | 461.0238 | 461.0238 | 461.0238 | 461.0238 | 461.0238
GR | A_Rooftop_Residential | 114.9813 | 114.9813 | 114.9813 | 114.9813 | 114.9813 | 114.9813 | 114.9813 | 114.9813
HR | A_Rooftop_Residential | 24.5342 | 24.5342 | 24.5342 | 24.5342 | 24.5342 | 24.5342 | 24.5342 | 24.5342
HU | A_Rooftop_Residential | 81.1094 | 81.1094 | 81.1094 | 81.1094 | 81.1094 | 81.1094 | 81.1094 | 81.1094
IE | A_Rooftop_Residential | 60.237 | 60.237 | 60.237 | 60.237 | 60.237 | 60.237 | 60.237 | 60.237
IT | A_Rooftop_Residential | 292.7629 | 292.7629 | 292.7629 | 292.7629 | 292.7629 | 292.7629 | 292.7629 | 292.7629
LU | A_Rooftop_Residential | 2.5633 | 2.5633 | 2.5633 | 2.5633 | 2.5633 | 2.5633 | 2.5633 | 2.5633
ME | A_Rooftop_Residential | 9.9238 | 9.9238 | 9.9238 | 9.9238 | 9.9238 | 9.9238 | 9.9238 | 9.9238
MK | A_Rooftop_Residential | 20.9602 | 20.9602 | 20.9602 | 20.9602 | 20.9602 | 20.9602 | 20.9602 | 20.9602
NL | A_Rooftop_Residential | 58.223 | 58.223 | 58.223 | 58.223 | 58.223 | 58.223 | 58.223 | 58.223
NO | A_Rooftop_Residential | 21.9709 | 21.9709 | 21.9709 | 21.9709 | 21.9709 | 21.9709 | 21.9709 | 21.9709
PL | A_Rooftop_Residential | 246.0746 | 246.0746 | 246.0746 | 246.0746 | 246.0746 | 246.0746 | 246.0746 | 246.0746
PT | A_Rooftop_Residential | 64.265 | 64.265 | 64.265 | 64.265 | 64.265 | 64.265 | 64.265 | 64.265
RO | A_Rooftop_Residential | 203.5975 | 203.5975 | 203.5975 | 203.5975 | 203.5975 | 203.5975 | 203.5975 | 203.5975
RS | A_Rooftop_Residential | 85.2038 | 85.2038 | 85.2038 | 85.2038 | 85.2038 | 85.2038 | 85.2038 | 85.2038
SE | A_Rooftop_Residential | 54.9274 | 54.9274 | 54.9274 | 54.9274 | 54.9274 | 54.9274 | 54.9274 | 54.9274
SI | A_Rooftop_Residential | 9.8869 | 9.8869 | 9.8869 | 9.8869 | 9.8869 | 9.8869 | 9.8869 | 9.8869
SK | A_Rooftop_Residential | 33.5057 | 33.5057 | 33.5057 | 33.5057 | 33.5057 | 33.5057 | 33.5057 | 33.5057
UA | A_Rooftop_Residential | 0 | 0 | 0 | 0 | 0 | 0 | 0 | 0
UK | A_Rooftop_Residential | 328.2826 | 328.2826 | 328.2826 | 328.2826 | 328.2826 | 328.2826 | 328.2826 | 328.2826
EE | A_Rooftop_Residential | 13.3657 | 13.3657 | 13.3657 | 13.3657 | 13.3657 | 13.3657 | 13.3657 | 13.3657
LT | A_Rooftop_Residential | 37.8999 | 37.8999 | 37.8999 | 37.8999 | 37.8999 | 37.8999 | 37.8999 | 37.8999
LV | A_Rooftop_Residential | 24.9004 | 24.9004 | 24.9004 | 24.9004 | 24.9004 | 24.9004 | 24.9004 | 24.9004
RU | A_Rooftop_Residential | 0 | 0 | 0 | 0 | 0 | 0 | 0 | 0
BY | A_Rooftop_Residential | 2018: 0
AL | RES_PV_Rooftop_Commercial | 999999 | 999999 | 999999 | 999999 | 999999 | 999999 | 999999 | 999999
AT | RES_PV_Rooftop_Commercial | 999999 | 999999 | 999999 | 999999 | 999999 | 999999 | 999999 | 999999
BA | RES_PV_Rooftop_Commercial | 999999 | 999999 | 999999 | 999999 | 999999 | 999999 | 999999 | 999999
BE | RES_PV_Rooftop_Commercial | 999999 | 999999 | 999999 | 999999 | 999999 | 999999 | 999999 | 999999
BG | RES_PV_Rooftop_Commercial | 999999 | 999999 | 999999 | 999999 | 999999 | 999999 | 999999 | 999999
CH | RES_PV_Rooftop_Commercial | 999999 | 999999 | 999999 | 999999 | 999999 | 999999 | 999999 | 999999
CZ | RES_PV_Rooftop_Commercial | 999999 | 999999 | 999999 | 999999 | 999999 | 999999 | 999999 | 999999
DE | RES_PV_Rooftop_Commercial | 999999 | 999999 | 999999 | 999999 | 999999 | 999999 | 999999 | 999999
DK | RES_PV_Rooftop_Commercial | 999999 | 999999 | 999999 | 999999 | 999999 | 999999 | 999999 | 999999
ES | RES_PV_Rooftop_Commercial | 999999 | 999999 | 999999 | 999999 | 999999 | 999999 | 999999 | 999999
FI | RES_PV_Rooftop_Commercial | 999999 | 999999 | 999999 | 999999 | 999999 | 999999 | 999999 | 999999
FR | RES_PV_Rooftop_Commercial | 999999 | 999999 | 999999 | 999999 | 999999 | 999999 | 999999 | 999999
GR | RES_PV_Rooftop_Commercial | 999999 | 999999 | 999999 | 999999 | 999999 | 999999 | 999999 | 999999
HR | RES_PV_Rooftop_Commercial | 999999 | 999999 | 999999 | 999999 | 999999 | 999999 | 999999 | 999999
HU | RES_PV_Rooftop_Commercial | 999999 | 999999 | 999999 | 999999 | 999999 | 999999 | 999999 | 999999
IE | RES_PV_Rooftop_Commercial | 999999 | 999999 | 999999 | 999999 | 999999 | 999999 | 999999 | 999999
IT | RES_PV_Rooftop_Commercial | 999999 | 999999 | 999999 | 999999 | 999999 | 999999 | 999999 | 999999
LU | RES_PV_Rooftop_Commercial | 999999 | 999999 | 999999 | 999999 | 999999 | 999999 | 999999 | 999999
ME | RES_PV_Rooftop_Commercial | 999999 | 999999 | 999999 | 999999 | 999999 | 999999 | 999999 | 999999
MK | RES_PV_Rooftop_Commercial | 999999 | 999999 | 999999 | 999999 | 999999 | 999999 | 999999 | 999999
NL | RES_PV_Rooftop_Commercial | 999999 | 999999 | 999999 | 999999 | 999999 | 999999 | 999999 | 999999
NO | RES_PV_Rooftop_Commercial | 999999 | 999999 | 999999 | 999999 | 999999 | 999999 | 999999 | 999999
PL | RES_PV_Rooftop_Commercial | 999999 | 999999 | 999999 | 999999 | 999999 | 999999 | 999999 | 999999
PT | RES_PV_Rooftop_Commercial | 999999 | 999999 | 999999 | 999999 | 999999 | 999999 | 999999 | 999999
RO | RES_PV_Rooftop_Commercial | 999999 | 999999 | 999999 | 999999 | 999999 | 999999 | 999999 | 999999
RS | RES_PV_Rooftop_Commercial | 999999 | 999999 | 999999 | 999999 | 999999 | 999999 | 999999 | 999999
SE | RES_PV_Rooftop_Commercial | 999999 | 999999 | 999999 | 999999 | 999999 | 999999 | 999999 | 999999
SI | RES_PV_Rooftop_Commercial | 999999 | 999999 | 999999 | 999999 | 999999 | 999999 | 999999 | 999999
SK | RES_PV_Rooftop_Commercial | 999999 | 999999 | 999999 | 999999 | 999999 | 999999 | 999999 | 999999
UA | RES_PV_Rooftop_Commercial | 999999 | 999999 | 999999 | 999999 | 999999 | 999999 | 999999 | 999999
UK | RES_PV_Rooftop_Commercial | 999999 | 999999 | 999999 | 999999 | 999999 | 999999 | 999999 | 999999
EE | RES_PV_Rooftop_Commercial | 999999 | 999999 | 999999 | 999999 | 999999 | 999999 | 999999 | 999999
LT | RES_PV_Rooftop_Commercial | 999999 | 999999 | 999999 | 999999 | 999999 | 999999 | 999999 | 999999
LV | RES_PV_Rooftop_Commercial | 999999 | 999999 | 999999 | 999999 | 999999 | 999999 | 999999 | 999999
RU | RES_PV_Rooftop_Commercial | 999999 | 999999 | 999999 | 999999 | 999999 | 999999 | 999999 | 999999
BY | RES_PV_Rooftop_Commercial | 999999 | 999999 | 999999 | 999999 | 999999 | 999999 | 999999 | 999999
AL | RES_PV_Rooftop_Residential | 999999 | 999999 | 999999 | 999999 | 999999 | 999999 | 999999 | 999999
AT | RES_PV_Rooftop_Residential | 999999 | 999999 | 999999 | 999999 | 999999 | 999999 | 999999 | 999999
BA | RES_PV_Rooftop_Residential | 999999 | 999999 | 999999 | 999999 | 999999 | 999999 | 999999 | 999999
BE | RES_PV_Rooftop_Residential | 999999 | 999999 | 999999 | 999999 | 999999 | 999999 | 999999 | 999999
BG | RES_PV_Rooftop_Residential | 999999 | 999999 | 999999 | 999999 | 999999 | 999999 | 999999 | 999999
CH | RES_PV_Rooftop_Residential | 999999 | 999999 | 999999 | 999999 | 999999 | 999999 | 999999 | 999999
CZ | RES_PV_Rooftop_Residential | 999999 | 999999 | 999999 | 999999 | 999999 | 999999 | 999999 | 999999
DE | RES_PV_Rooftop_Residential | 999999 | 999999 | 999999 | 999999 | 999999 | 999999 | 999999 | 999999
DK | RES_PV_Rooftop_Residential | 999999 | 999999 | 999999 | 999999 | 999999 | 999999 | 999999 | 999999
ES | RES_PV_Rooftop_Residential | 999999 | 999999 | 999999 | 999999 | 999999 | 999999 | 999999 | 999999
FI | RES_PV_Rooftop_Residential | 999999 | 999999 | 999999 | 999999 | 999999 | 999999 | 999999 | 999999
FR | RES_PV_Rooftop_Residential | 999999 | 999999 | 999999 | 999999 | 999999 | 999999 | 999999 | 999999
GR | RES_PV_Rooftop_Residential | 999999 | 999999 | 999999 | 999999 | 999999 | 999999 | 999999 | 999999
HR | RES_PV_Rooftop_Residential | 999999 | 999999 | 999999 | 999999 | 999999 | 999999 | 999999 | 999999
HU | RES_PV_Rooftop_Residential | 999999 | 999999 | 999999 | 999999 | 999999 | 999999 | 999999 | 999999
IE | RES_PV_Rooftop_Residential | 999999 | 999999 | 999999 | 999999 | 999999 | 999999 | 999999 | 999999
IT | RES_PV_Rooftop_Residential | 999999 | 999999 | 999999 | 999999 | 999999 | 999999 | 999999 | 999999
LU | RES_PV_Rooftop_Residential | 999999 | 999999 | 999999 | 999999 | 999999 | 999999 | 999999 | 999999
ME | RES_PV_Rooftop_Residential | 999999 | 999999 | 999999 | 999999 | 999999 | 999999 | 999999 | 999999
MK | RES_PV_Rooftop_Residential | 999999 | 999999 | 999999 | 999999 | 999999 | 999999 | 999999 | 999999
NL | RES_PV_Rooftop_Residential | 999999 | 999999 | 999999 | 999999 | 999999 | 999999 | 999999 | 999999
NO | RES_PV_Rooftop_Residential | 999999 | 999999 | 999999 | 999999 | 999999 | 999999 | 999999 | 999999
PL | RES_PV_Rooftop_Residential | 999999 | 999999 | 999999 | 999999 | 999999 | 999999 | 999999 | 999999
PT | RES_PV_Rooftop_Residential | 999999 | 999999 | 999999 | 999999 | 999999 | 999999 | 999999 | 999999
RO | RES_PV_Rooftop_Residential | 999999 | 999999 | 999999 | 999999 | 999999 | 999999 | 999999 | 999999
RS | RES_PV_Rooftop_Residential | 999999 | 999999 | 999999 | 999999 | 999999 | 999999 | 999999 | 999999
SE | RES_PV_Rooftop_Residential | 999999 | 999999 | 999999 | 999999 | 999999 | 999999 | 999999 | 999999
SI | RES_PV_Rooftop_Residential | 999999 | 999999 | 999999 | 999999 | 999999 | 999999 | 999999 | 999999
SK | RES_PV_Rooftop_Residential | 999999 | 999999 | 999999 | 999999 | 999999 | 999999 | 999999 | 999999
UA | RES_PV_Rooftop_Residential | 999999 | 999999 | 999999 | 999999 | 999999 | 999999 | 999999 | 999999
UK | RES_PV_Rooftop_Residential | 999999 | 999999 | 999999 | 999999 | 999999 | 999999 | 999999 | 999999
EE | RES_PV_Rooftop_Residential | 999999 | 999999 | 999999 | 999999 | 999999 | 999999 | 999999 | 999999
LT | RES_PV_Rooftop_Residential | 999999 | 999999 | 999999 | 999999 | 999999 | 999999 | 999999 | 999999
LV | RES_PV_Rooftop_Residential | 999999 | 999999 | 999999 | 999999 | 999999 | 999999 | 999999 | 999999
RU | RES_PV_Rooftop_Residential | 999999 | 999999 | 999999 | 999999 | 999999 | 999999 | 999999 | 999999
BY | RES_PV_Rooftop_Residential | 999999 | 999999 | 999999 | 999999 | 999999 | 999999 | 999999 | 999999
AL | HLR_Solar_Thermal | 999999 | 999999 | 999999 | 999999 | 999999 | 999999 | 999999 | 999999
AT | HLR_Solar_Thermal | 999999 | 999999 | 999999 | 999999 | 999999 | 999999 | 999999 | 999999
BA | HLR_Solar_Thermal | 999999 | 999999 | 999999 | 999999 | 999999 | 999999 | 999999 | 999999
BE | HLR_Solar_Thermal | 999999 | 999999 | 999999 | 999999 | 999999 | 999999 | 999999 | 999999
BG | HLR_Solar_Thermal | 999999 | 999999 | 999999 | 999999 | 999999 | 999999 | 999999 | 999999
CH | HLR_Solar_Thermal | 999999 | 999999 | 999999 | 999999 | 999999 | 999999 | 999999 | 999999
CZ | HLR_Solar_Thermal | 999999 | 999999 | 999999 | 999999 | 999999 | 999999 | 999999 | 999999
DE | HLR_Solar_Thermal | 999999 | 999999 | 999999 | 999999 | 999999 | 999999 | 999999 | 999999
DK | HLR_Solar_Thermal | 999999 | 999999 | 999999 | 999999 | 999999 | 999999 | 999999 | 999999
ES | HLR_Solar_Thermal | 999999 | 999999 | 999999 | 999999 | 999999 | 999999 | 999999 | 999999
FI | HLR_Solar_Thermal | 999999 | 999999 | 999999 | 999999 | 999999 | 999999 | 999999 | 999999
FR | HLR_Solar_Thermal | 999999 | 999999 | 999999 | 999999 | 999999 | 999999 | 999999 | 999999
GR | HLR_Solar_Thermal | 999999 | 999999 | 999999 | 999999 | 999999 | 999999 | 999999 | 999999
HR | HLR_Solar_Thermal | 999999 | 999999 | 999999 | 999999 | 999999 | 999999 | 999999 | 999999
HU | HLR_Solar_Thermal | 999999 | 999999 | 999999 | 999999 | 999999 | 999999 | 999999 | 999999
IE | HLR_Solar_Thermal | 999999 | 999999 | 999999 | 999999 | 999999 | 999999 | 999999 | 999999
IT | HLR_Solar_Thermal | 999999 | 999999 | 999999 | 999999 | 999999 | 999999 | 999999 | 999999
LU | HLR_Solar_Thermal | 999999 | 999999 | 999999 | 999999 | 999999 | 999999 | 999999 | 999999
ME | HLR_Solar_Thermal | 999999 | 999999 | 999999 | 999999 | 999999 | 999999 | 999999 | 999999
MK | HLR_Solar_Thermal | 999999 | 999999 | 999999 | 999999 | 999999 | 999999 | 999999 | 999999
NL | HLR_Solar_Thermal | 999999 | 999999 | 999999 | 999999 | 999999 | 999999 | 999999 | 999999
NO | HLR_Solar_Thermal | 999999 | 999999 | 999999 | 999999 | 999999 | 999999 | 999999 | 999999
PL | HLR_Solar_Thermal | 999999 | 999999 | 999999 | 999999 | 999999 | 999999 | 999999 | 999999
PT | HLR_Solar_Thermal | 999999 | 999999 | 999999 | 999999 | 999999 | 999999 | 999999 | 999999
RO | HLR_Solar_Thermal | 999999 | 999999 | 999999 | 999999 | 999999 | 999999 | 999999 | 999999
RS | HLR_Solar_Thermal | 999999 | 999999 | 999999 | 999999 | 999999 | 999999 | 999999 | 999999
SE | HLR_Solar_Thermal | 999999 | 999999 | 999999 | 999999 | 999999 | 999999 | 999999 | 999999
SI | HLR_Solar_Thermal | 999999 | 999999 | 999999 | 999999 | 999999 | 999999 | 999999 | 999999
SK | HLR_Solar_Thermal | 999999 | 999999 | 999999 | 999999 | 999999 | 999999 | 999999 | 999999
UA | HLR_Solar_Thermal | 999999 | 999999 | 999999 | 999999 | 999999 | 999999 | 999999 | 999999
UK | HLR_Solar_Thermal | 999999 | 999999 | 999999 | 999999 | 999999 | 999999 | 999999 | 999999
EE | HLR_Solar_Thermal | 999999 | 999999 | 999999 | 999999 | 999999 | 999999 | 999999 | 999999
LT | HLR_Solar_Thermal | 999999 | 999999 | 999999 | 999999 | 999999 | 999999 | 999999 | 999999
LV | HLR_Solar_Thermal | 999999 | 999999 | 999999 | 999999 | 999999 | 999999 | 999999 | 999999
RU | HLR_Solar_Thermal | 999999 | 999999 | 999999 | 999999 | 999999 | 999999 | 999999 | 999999
BY | HLR_Solar_Thermal | 999999 | 999999 | 999999 | 999999 | 999999 | 999999 | 999999 | 999999
AL | HLI_Solar_Thermal | 999999 | 999999 | 999999 | 999999 | 999999 | 999999 | 999999 | 999999
AT | HLI_Solar_Thermal | 999999 | 999999 | 999999 | 999999 | 999999 | 999999 | 999999 | 999999
BA | HLI_Solar_Thermal | 999999 | 999999 | 999999 | 999999 | 999999 | 999999 | 999999 | 999999
BE | HLI_Solar_Thermal | 999999 | 999999 | 999999 | 999999 | 999999 | 999999 | 999999 | 999999
BG | HLI_Solar_Thermal | 999999 | 999999 | 999999 | 999999 | 999999 | 999999 | 999999 | 999999
CH | HLI_Solar_Thermal | 999999 | 999999 | 999999 | 999999 | 999999 | 999999 | 999999 | 999999
CZ | HLI_Solar_Thermal | 999999 | 999999 | 999999 | 999999 | 999999 | 999999 | 999999 | 999999
DE | HLI_Solar_Thermal | 999999 | 999999 | 999999 | 999999 | 999999 | 999999 | 999999 | 999999
DK | HLI_Solar_Thermal | 999999 | 999999 | 999999 | 999999 | 999999 | 999999 | 999999 | 999999
ES | HLI_Solar_Thermal | 999999 | 999999 | 999999 | 999999 | 999999 | 999999 | 999999 | 999999
FI | HLI_Solar_Thermal | 999999 | 999999 | 999999 | 999999 | 999999 | 999999 | 999999 | 999999
FR | HLI_Solar_Thermal | 999999 | 999999 | 999999 | 999999 | 999999 | 999999 | 999999 | 999999
GR | HLI_Solar_Thermal | 999999 | 999999 | 999999 | 999999 | 999999 | 999999 | 999999 | 999999
HR | HLI_Solar_Thermal | 999999 | 999999 | 999999 | 999999 | 999999 | 999999 | 999999 | 999999
HU | HLI_Solar_Thermal | 999999 | 999999 | 999999 | 999999 | 999999 | 999999 | 999999 | 999999
IE | HLI_Solar_Thermal | 999999 | 999999 | 999999 | 999999 | 999999 | 999999 | 999999 | 999999
IT | HLI_Solar_Thermal | 999999 | 999999 | 999999 | 999999 | 999999 | 999999 | 999999 | 999999
LU | HLI_Solar_Thermal | 999999 | 999999 | 999999 | 999999 | 999999 | 999999 | 999999 | 999999
ME | HLI_Solar_Thermal | 999999 | 999999 | 999999 | 999999 | 999999 | 999999 | 999999 | 999999
MK | HLI_Solar_Thermal | 999999 | 999999 | 999999 | 999999 | 999999 | 999999 | 999999 | 999999
NL | HLI_Solar_Thermal | 999999 | 999999 | 999999 | 999999 | 999999 | 999999 | 999999 | 999999
NO | HLI_Solar_Thermal | 999999 | 999999 | 999999 | 999999 | 999999 | 999999 | 999999 | 999999
PL | HLI_Solar_Thermal | 999999 | 999999 | 999999 | 999999 | 999999 | 999999 | 999999 | 999999
PT | HLI_Solar_Thermal | 999999 | 999999 | 999999 | 999999 | 999999 | 999999 | 999999 | 999999
RO | HLI_Solar_Thermal | 999999 | 999999 | 999999 | 999999 | 999999 | 999999 | 999999 | 999999
RS | HLI_Solar_Thermal | 999999 | 999999 | 999999 | 999999 | 999999 | 999999 | 999999 | 999999
SE | HLI_Solar_Thermal | 999999 | 999999 | 999999 | 999999 | 999999 | 999999 | 999999 | 999999
SI | HLI_Solar_Thermal | 999999 | 999999 | 999999 | 999999 | 999999 | 999999 | 999999 | 999999
SK | HLI_Solar_Thermal | 999999 | 999999 | 999999 | 999999 | 999999 | 999999 | 999999 | 999999
UA | HLI_Solar_Thermal | 999999 | 999999 | 999999 | 999999 | 999999 | 999999 | 999999 | 999999
UK | HLI_Solar_Thermal | 999999 | 999999 | 999999 | 999999 | 999999 | 999999 | 999999 | 999999
EE | HLI_Solar_Thermal | 999999 | 999999 | 999999 | 999999 | 999999 | 999999 | 999999 | 999999
LT | HLI_Solar_Thermal | 999999 | 999999 | 999999 | 999999 | 999999 | 999999 | 999999 | 999999
LV | HLI_Solar_Thermal | 999999 | 999999 | 999999 | 999999 | 999999 | 999999 | 999999 | 999999
RU | HLI_Solar_Thermal | 999999 | 999999 | 999999 | 999999 | 999999 | 999999 | 999999 | 999999
BY | HLI_Solar_Thermal | 999999 | 999999 | 999999 | 999999 | 999999 | 999999 | 999999 | 999999
NONEU_Balkan | RES_PV_Utility_Opt | 37.9544 | 37.9544 | 37.9544 | 37.9544 | 37.9544 | 37.9544 | 37.9544 | 37.9544
NONEU_Balkan | RES_CSP | 22.9877 | 22.9877 | 22.9877 | 22.9877 | 22.9877 | 22.9877 | 22.9877 | 22.9877
NONEU_Balkan | A_Rooftop_Commercial | 70.6393 | 70.6393 | 70.6393 | 70.6393 | 70.6393 | 70.6393 | 70.6393 | 70.6393
NONEU_Balkan | A_Rooftop_Residential | 100.1888 | 100.1888 | 100.1888 | 100.1888 | 100.1888 | 100.1888 | 100.1888 | 100.1888
NONEU_Balkan | RES_Wind_Onshore_Opt | 48.5228 | 48.5228 | 48.5228 | 48.5228 | 48.5228 | 48.5228 | 48.5228 | 48.5228
NONEU_Balkan | RES_Wind_Offshore_Shallow | -5.2667 | -5.2667 | -5.2667 | -5.2667 | -5.2667 | -5.2667 | -5.2667 | -5.2667
NONEU_Balkan | RES_Wind_Offshore_Transitional | 2.4033 | 2.4033 | 2.4033 | 2.4033 | 2.4033 | 2.4033 | 2.4033 | 2.4033
NONEU_Balkan | RES_Wind_Offshore_Deep | 2.4033 | 2.4033 | 2.4033 | 2.4033 | 2.4033 | 2.4033 | 2.4033 | 2.4033
NONEU_Balkan | RES_Ocean | 0.11767 | 0.11767 | 0.11767 | 0.11767 | 0.11767 | 0.11767 | 0.11767 | 0.11767
NONEU_Balkan | RES_Geothermal | 1.17 | 1.17 | 1.17 | 1.17 | 1.17 | 1.17 | 1.17 | 1.17
NONEU_Balkan | RES_Hydro_Large | 5.5618 | 5.5618 | 5.5618 | 5.5618 | 5.5618 | 5.5618 | 5.5618 | 5.5618
NONEU_Balkan | RES_Hydro_Small | 4.1362 | 4.1362 | 4.1362 | 4.1362 | 4.1362 | 4.1362 | 4.1362 | 4.1362
NONEU_Balkan | D_PHS | 5.3368 | 5.3368 | 5.3368 | 5.3368 | 5.3368 | 5.3368 | 5.3368 | 5.3368
NONEU_Balkan | RES_Wind_Onshore_Avg | 61.0808 | 61.0808 | 61.0808 | 61.0808 | 61.0808 | 61.0808 | 61.0808 | 61.0808
NONEU_Balkan | RES_PV_Utility_Avg | 37.9544 | 37.9544 | 37.9544 | 37.9544 | 37.9544 | 37.9544 | 37.9544 | 37.9544
NONEU_Balkan | RES_Wind_Onshore_Inf | 61.0808 | 61.0808 | 61.0808 | 61.0808 | 61.0808 | 61.0808 | 61.0808 | 61.0808
NONEU_Balkan | RES_PV_Utility_Inf | 37.9544 | 37.9544 | 37.9544 | 37.9544 | 37.9544 | 37.9544 | 37.9544 | 37.9544
AT | RES_Hydro_Small | 10.1998 | 10.1998 | 10.1998 | 10.1998 | 10.1998 | 10.1998 | 10.1998 | 10.1998
BE | RES_Hydro_Small | 1.7004 | 1.7004 | 1.7004 | 1.7004 | 1.7004 | 1.7004 | 1.7004 | 1.7004
BG | RES_Hydro_Small | 1.1232 | 1.1232 | 1.1232 | 1.1232 | 1.1232 | 1.1232 | 1.1232 | 1.1232
CZ | RES_Hydro_Small | 2.444 | 2.444 | 2.444 | 2.444 | 2.444 | 2.444 | 2.444 | 2.444
DE | RES_Hydro_Small | 7.7416 | 7.7416 | 7.7416 | 7.7416 | 7.7416 | 7.7416 | 7.7416 | 7.7416
DK | RES_Hydro_Small | 0 | 0 | 0 | 0 | 0 | 0 | 0 | 0
ES | RES_Hydro_Small | 7.7829 | 7.7829 | 7.7829 | 7.7829 | 7.7829 | 7.7829 | 7.7829 | 7.7829
FI | RES_Hydro_Small | 0 | 0 | 0 | 0 | 0 | 0 | 0 | 0
FR | RES_Hydro_Small | 16.5308 | 16.5308 | 16.5308 | 16.5308 | 16.5308 | 16.5308 | 16.5308 | 16.5308
GR | RES_Hydro_Small | 1.8356 | 1.8356 | 1.8356 | 1.8356 | 1.8356 | 1.8356 | 1.8356 | 1.8356
HR | RES_Hydro_Small | 0.39 | 0.39 | 0.39 | 0.39 | 0.39 | 0.39 | 0.39 | 0.39
HU | RES_Hydro_Small | 0 | 0 | 0 | 0 | 0 | 0 | 0 | 0
IE | RES_Hydro_Small | 0.3796 | 0.3796 | 0.3796 | 0.3796 | 0.3796 | 0.3796 | 0.3796 | 0.3796
IT | RES_Hydro_Small | 19.6326 | 19.6326 | 19.6326 | 19.6326 | 19.6326 | 19.6326 | 19.6326 | 19.6326
LU | RES_Hydro_Small | 1.573 | 1.573 | 1.573 | 1.573 | 1.573 | 1.573 | 1.573 | 1.573
NL | RES_Hydro_Small | 0 | 0 | 0 | 0 | 0 | 0 | 0 | 0
PL | RES_Hydro_Small | 1.8369 | 1.8369 | 1.8369 | 1.8369 | 1.8369 | 1.8369 | 1.8369 | 1.8369
PT | RES_Hydro_Small | 0 | 0 | 0 | 0 | 0 | 0 | 0 | 0
RO | RES_Hydro_Small | 0 | 0 | 0 | 0 | 0 | 0 | 0 | 0
SE | RES_Hydro_Small | 6.474 | 6.474 | 6.474 | 6.474 | 6.474 | 6.474 | 6.474 | 6.474
SI | RES_Hydro_Small | 0.234 | 0.234 | 0.234 | 0.234 | 0.234 | 0.234 | 0.234 | 0.234
SK | RES_Hydro_Small | 1.2573 | 1.2573 | 1.2573 | 1.2573 | 1.2573 | 1.2573 | 1.2573 | 1.2573
UK | RES_Hydro_Small | 0 | 0 | 0 | 0 | 0 | 0 | 0 | 0
EE | RES_Hydro_Small | 0 | 0 | 0 | 0 | 0 | 0 | 0 | 0
LT | RES_Hydro_Small | 1.17 | 1.17 | 1.17 | 1.17 | 1.17 | 1.17 | 1.17 | 1.17
LV | RES_Hydro_Small | 0 | 0 | 0 | 0 | 0 | 0 | 0 | 0
AT | RES_Hydro_Large | 7.8182 | 7.8182 | 7.8182 | 7.8182 | 7.8182 | 7.8182 | 7.8182 | 7.8182
BE | RES_Hydro_Large | 0.15492 | 0.15492 | 0.15492 | 0.15492 | 0.15492 | 0.15492 | 0.15492 | 0.15492
BG | RES_Hydro_Large | 3.0329 | 3.0329 | 3.0329 | 3.0329 | 3.0329 | 3.0329 | 3.0329 | 3.0329
CZ | RES_Hydro_Large | 0.325 | 0.325 | 0.325 | 0.325 | 0.325 | 0.325 | 0.325 | 0.325
DE | RES_Hydro_Large | 9.2752 | 9.2752 | 9.2752 | 9.2752 | 9.2752 | 9.2752 | 9.2752 | 9.2752
DK | RES_Hydro_Large | 0 | 0 | 0 | 0 | 0 | 0 | 0 | 0
ES | RES_Hydro_Large | 18.6138 | 18.6138 | 18.6138 | 18.6138 | 18.6138 | 18.6138 | 18.6138 | 18.6138
FI | RES_Hydro_Large | 4.095 | 4.095 | 4.095 | 4.095 | 4.095 | 4.095 | 4.095 | 4.095
FR | RES_Hydro_Large | 13.4225 | 13.4225 | 13.4225 | 13.4225 | 13.4225 | 13.4225 | 13.4225 | 13.4225
GR | RES_Hydro_Large | 0.2938 | 0.2938 | 0.2938 | 0.2938 | 0.2938 | 0.2938 | 0.2938 | 0.2938
HR | RES_Hydro_Large | 2.47 | 2.47 | 2.47 | 2.47 | 2.47 | 2.47 | 2.47 | 2.47
HU | RES_Hydro_Large | 0.065 | 0.065 | 0.065 | 0.065 | 0.065 | 0.065 | 0.065 | 0.065
IE | RES_Hydro_Large | 0.3094 | 0.3094 | 0.3094 | 0.3094 | 0.3094 | 0.3094 | 0.3094 | 0.3094
IT | RES_Hydro_Large | 9.5784 | 9.5784 | 9.5784 | 9.5784 | 9.5784 | 9.5784 | 9.5784 | 9.5784
LU | RES_Hydro_Large | 0.052 | 0.052 | 0.052 | 0.052 | 0.052 | 0.052 | 0.052 | 0.052
NL | RES_Hydro_Large | 0.0494 | 0.0494 | 0.0494 | 0.0494 | 0.0494 | 0.0494 | 0.0494 | 0.0494
PL | RES_Hydro_Large | 1.2467 | 1.2467 | 1.2467 | 1.2467 | 1.2467 | 1.2467 | 1.2467 | 1.2467
PT | RES_Hydro_Large | 8.7269 | 8.7269 | 8.7269 | 8.7269 | 8.7269 | 8.7269 | 8.7269 | 8.7269
RO | RES_Hydro_Large | 8.3101 | 8.3101 | 8.3101 | 8.3101 | 8.3101 | 8.3101 | 8.3101 | 8.3101
SE | RES_Hydro_Large | 14.586 | 14.586 | 14.586 | 14.586 | 14.586 | 14.586 | 14.586 | 14.586
SI | RES_Hydro_Large | 1.3949 | 1.3949 | 1.3949 | 1.3949 | 1.3949 | 1.3949 | 1.3949 | 1.3949
SK | RES_Hydro_Large | 2.0385 | 2.0385 | 2.0385 | 2.0385 | 2.0385 | 2.0385 | 2.0385 | 2.0385
UK | RES_Hydro_Large | 1.4586 | 1.4586 | 1.4586 | 1.4586 | 1.4586 | 1.4586 | 1.4586 | 1.4586
EE | RES_Hydro_Large | 0 | 0 | 0 | 0 | 0 | 0 | 0 | 0
LT | RES_Hydro_Large | 0.16796 | 0.16796 | 0.16796 | 0.16796 | 0.16796 | 0.16796 | 0.16796 | 0.16796
LV | RES_Hydro_Large | 2.0722 | 2.0722 | 2.0722 | 2.0722 | 2.0722 | 2.0722 | 2.0722 | 2.0722
TR | D_PHS | 0 | 0 | 0 | 0 | 0 | 0 | 0 | 0
TR | RES_Wind_Onshore_Avg | 101.14 | 101.14 | 101.14 | 101.14 | 101.14 | 101.14 | 101.14 | 101.14 | https://sci-hub.se/10.1016/j.solener.2017.09.030
TR | RES_Wind_Onshore_Inf | 101.14 | 101.14 | 101.14 | 101.14 | 101.14 | 101.14 | 101.14 | 101.14 | https://sci-hub.se/10.1016/j.solener.2017.09.030
TR | RES_Wind_Onshore_Opt | 101.14 | 101.14 | 101.14 | 101.14 | 101.14 | 101.14 | 101.14 | 101.14 | https://sci-hub.se/10.1016/j.solener.2017.09.030
TR | RES_Wind_Offshore_Transitional | 13 | 13 | 13 | 13 | 13 | 13 | 13 | 13 | https://sci-hub.se/10.1016/j.solener.2017.09.030
TR | RES_Wind_Offshore_Shallow | 13 | 13 | 13 | 13 | 13 | 13 | 13 | 13 | https://sci-hub.se/10.1016/j.solener.2017.09.030
TR | RES_Wind_Offshore_Deep | 13 | 13 | 13 | 13 | 13 | 13 | 13 | 13 | https://sci-hub.se/10.1016/j.solener.2017.09.030
TR | RES_PV_Utility_Avg | 191.035 | 191.035 | 191.035 | 191.035 | 191.035 | 191.035 | 191.035 | 191.035 | https://sci-hub.se/10.1016/j.solener.2017.09.030
TR | RES_PV_Utility_Inf | 191.035 | 191.035 | 191.035 | 191.035 | 191.035 | 191.035 | 191.035 | 191.035 | https://sci-hub.se/10.1016/j.solener.2017.09.030
TR | RES_PV_Utility_Opt | 191.035 | 191.035 | 191.035 | 191.035 | 191.035 | 191.035 | 191.035 | 191.035 | https://sci-hub.se/10.1016/j.solener.2017.09.030
TR | RES_CSP | 9168.12 | 9168.12 | 9168.12 | 9168.12 | 9168.12 | 9168.12 | 9168.12 | 9168.12 | https://sci-hub.se/10.1016/j.solener.2017.09.030
TR | A_Rooftop_Commercial | 70.6393 | 70.6393 | 70.6393 | 70.6393 | 70.6393 | 70.6393 | 70.6393 | 70.6393 | https://sci-hub.se/10.1016/j.solener.2017.09.030
TR | A_Rooftop_Residential | 100.1888 | 100.1888 | 100.1888 | 100.1888 | 100.1888 | 100.1888 | 100.1888 | 100.1888 | https://sci-hub.se/10.1016/j.solener.2017.09.030
TR | RES_PV_Rooftop_Commercial | 1299998.7 | 1299998.7 | 1299998.7 | 1299998.7 | 1299998.7 | 1299998.7 | 1299998.7 | 1299998.7 | https://sci-hub.se/10.1016/j.solener.2017.09.030
TR | RES_PV_Rooftop_Residential | 1299998.7 | 1299998.7 | 1299998.7 | 1299998.7 | 1299998.7 | 1299998.7 | 1299998.7 | 1299998.7 | https://sci-hub.se/10.1016/j.solener.2017.09.030
TR | HLR_Solar_Thermal | 91.8311 | 91.8311 | 91.8311 | 91.8311 | 91.8311 | 91.8311 | 91.8311 | 91.8311 | https://sci-hub.se/10.1016/j.solener.2017.09.030
TR | HLI_Solar_Thermal | 130.2455 | 130.2455 | 130.2455 | 130.2455 | 130.2455 | 130.2455 | 130.2455 | 130.2455 | https://sci-hub.se/10.1016/j.solener.2017.09.030
TR | RES_Ocean | 0 | 0 | 0 | 0 | 0 | 0 | 0 | 0 | https://sci-hub.se/10.1016/j.solener.2017.09.030
TR | RES_Geothermal | 0 | 0 | 0 | 0 | 0 | 0 | 0 | 0 | https://sci-hub.se/10.1016/j.solener.2017.09.030
TR | RES_Hydro_Large | 40.82 | 40.82 | 40.82 | 40.82 | 40.82 | 40.82 | 40.82 | 40.82 | https://sci-hub.se/10.1016/j.solener.2017.09.030
TR | RES_Hydro_Small | 15.08 | 15.08 | 15.08 | 15.08 | 15.08 | 15.08 | 15.08 | 15.08 | https://sci-hub.se/10.1016/j.solener.2017.09.030
AT | RES_PV_Utility_Inf | 13.0418 | 13.0418 | 13.0418 | 13.0418 | 13.0418 | 13.0418 | 13.0418 | 13.0418
BE | RES_PV_Utility_Inf | 12.6423 | 12.6423 | 12.6423 | 12.6423 | 12.6423 | 12.6423 | 12.6423 | 12.6423
BG | RES_PV_Utility_Inf | 7.3091 | 7.3091 | 7.3091 | 7.3091 | 7.3091 | 7.3091 | 7.3091 | 7.3091
CZ | RES_PV_Utility_Inf | 16.4583 | 16.4583 | 16.4583 | 16.4583 | 16.4583 | 16.4583 | 16.4583 | 16.4583
DE | RES_PV_Utility_Inf | 85.8731 | 85.8731 | 85.8731 | 85.8731 | 85.8731 | 85.8731 | 85.8731 | 85.8731
DK | RES_PV_Utility_Inf | 7.5508 | 7.5508 | 7.5508 | 7.5508 | 7.5508 | 7.5508 | 7.5508 | 7.5508
EE | RES_PV_Utility_Inf | 1.1208 | 1.1208 | 1.1208 | 1.1208 | 1.1208 | 1.1208 | 1.1208 | 1.1208
ES | RES_PV_Utility_Inf | 105.3 | 105.3 | 105.3 | 105.3 | 105.3 | 105.3 | 105.3 | 105.3
FI | RES_PV_Utility_Inf | 11.272 | 11.272 | 11.272 | 11.272 | 11.272 | 11.272 | 11.272 | 11.272
FR | RES_PV_Utility_Inf | 98.9648 | 98.9648 | 98.9648 | 98.9648 | 98.9648 | 98.9648 | 98.9648 | 98.9648
GR | RES_PV_Utility_Inf | 36.4 | 36.4 | 36.4 | 36.4 | 36.4 | 36.4 | 36.4 | 36.4
HR | RES_PV_Utility_Inf | 5.0493 | 5.0493 | 5.0493 | 5.0493 | 5.0493 | 5.0493 | 5.0493 | 5.0493
HU | RES_PV_Utility_Inf | 10.1087 | 10.1087 | 10.1087 | 10.1087 | 10.1087 | 10.1087 | 10.1087 | 10.1087
IE | RES_PV_Utility_Inf | 7.055 | 7.055 | 7.055 | 7.055 | 7.055 | 7.055 | 7.055 | 7.055
IT | RES_PV_Utility_Inf | 64.2199 | 64.2199 | 64.2199 | 64.2199 | 64.2199 | 64.2199 | 64.2199 | 64.2199
LT | RES_PV_Utility_Inf | 15.6 | 15.6 | 15.6 | 15.6 | 15.6 | 15.6 | 15.6 | 15.6
LU | RES_PV_Utility_Inf | 0.92882 | 0.92882 | 0.92882 | 0.92882 | 0.92882 | 0.92882 | 0.92882 | 0.92882
LV | RES_PV_Utility_Inf | 13 | 13 | 13 | 13 | 13 | 13 | 13 | 13
NL | RES_PV_Utility_Inf | 15.652 | 15.652 | 15.652 | 15.652 | 15.652 | 15.652 | 15.652 | 15.652
PL | RES_PV_Utility_Inf | 67.6 | 67.6 | 67.6 | 67.6 | 67.6 | 67.6 | 67.6 | 67.6
PT | RES_PV_Utility_Inf | 10.8935 | 10.8935 | 10.8935 | 10.8935 | 10.8935 | 10.8935 | 10.8935 | 10.8935
RO | RES_PV_Utility_Inf | 57.2 | 57.2 | 57.2 | 57.2 | 57.2 | 57.2 | 57.2 | 57.2
SE | RES_PV_Utility_Inf | 18.5999 | 18.5999 | 18.5999 | 18.5999 | 18.5999 | 18.5999 | 18.5999 | 18.5999
SI | RES_PV_Utility_Inf | 2.4498 | 2.4498 | 2.4498 | 2.4498 | 2.4498 | 2.4498 | 2.4498 | 2.4498
SK | RES_PV_Utility_Inf | 7.6261 | 7.6261 | 7.6261 | 7.6261 | 7.6261 | 7.6261 | 7.6261 | 7.6261
UK | RES_PV_Utility_Inf | 66.3212 | 66.3212 | 66.3212 | 66.3212 | 66.3212 | 66.3212 | 66.3212 | 66.3212
AT | RES_PV_Utility_Opt | 13.0418 | 13.0418 | 13.0418 | 13.0418 | 13.0418 | 13.0418 | 13.0418 | 13.0418
BE | RES_PV_Utility_Opt | 12.6423 | 12.6423 | 12.6423 | 12.6423 | 12.6423 | 12.6423 | 12.6423 | 12.6423
BG | RES_PV_Utility_Opt | 7.3091 | 7.3091 | 7.3091 | 7.3091 | 7.3091 | 7.3091 | 7.3091 | 7.3091
CZ | RES_PV_Utility_Opt | 16.4583 | 16.4583 | 16.4583 | 16.4583 | 16.4583 | 16.4583 | 16.4583 | 16.4583
DE | RES_PV_Utility_Opt | 85.8731 | 85.8731 | 85.8731 | 85.8731 | 85.8731 | 85.8731 | 85.8731 | 85.8731
DK | RES_PV_Utility_Opt | 7.5508 | 7.5508 | 7.5508 | 7.5508 | 7.5508 | 7.5508 | 7.5508 | 7.5508
EE | RES_PV_Utility_Opt | 1.1208 | 1.1208 | 1.1208 | 1.1208 | 1.1208 | 1.1208 | 1.1208 | 1.1208
ES | RES_PV_Utility_Opt | 105.3 | 105.3 | 105.3 | 105.3 | 105.3 | 105.3 | 105.3 | 105.3
FI | RES_PV_Utility_Opt | 11.272 | 11.272 | 11.272 | 11.272 | 11.272 | 11.272 | 11.272 | 11.272
FR | RES_PV_Utility_Opt | 98.9648 | 98.9648 | 98.9648 | 98.9648 | 98.9648 | 98.9648 | 98.9648 | 98.9648
GR | RES_PV_Utility_Opt | 36.4 | 36.4 | 36.4 | 36.4 | 36.4 | 36.4 | 36.4 | 36.4
HR | RES_PV_Utility_Opt | 5.0493 | 5.0493 | 5.0493 | 5.0493 | 5.0493 | 5.0493 | 5.0493 | 5.0493
HU | RES_PV_Utility_Opt | 10.1087 | 10.1087 | 10.1087 | 10.1087 | 10.1087 | 10.1087 | 10.1087 | 10.1087
IE | RES_PV_Utility_Opt | 7.055 | 7.055 | 7.055 | 7.055 | 7.055 | 7.055 | 7.055 | 7.055
IT | RES_PV_Utility_Opt | 64.2199 | 64.2199 | 64.2199 | 64.2199 | 64.2199 | 64.2199 | 64.2199 | 64.2199
LT | RES_PV_Utility_Opt | 15.6 | 15.6 | 15.6 | 15.6 | 15.6 | 15.6 | 15.6 | 15.6
LU | RES_PV_Utility_Opt | 0.92882 | 0.92882 | 0.92882 | 0.92882 | 0.92882 | 0.92882 | 0.92882 | 0.92882
LV | RES_PV_Utility_Opt | 13 | 13 | 13 | 13 | 13 | 13 | 13 | 13
NL | RES_PV_Utility_Opt | 15.652 | 15.652 | 15.652 | 15.652 | 15.652 | 15.652 | 15.652 | 15.652
PL | RES_PV_Utility_Opt | 67.6 | 67.6 | 67.6 | 67.6 | 67.6 | 67.6 | 67.6 | 67.6
PT | RES_PV_Utility_Opt | 10.8935 | 10.8935 | 10.8935 | 10.8935 | 10.8935 | 10.8935 | 10.8935 | 10.8935
RO | RES_PV_Utility_Opt | 57.2 | 57.2 | 57.2 | 57.2 | 57.2 | 57.2 | 57.2 | 57.2
SE | RES_PV_Utility_Opt | 18.5999 | 18.5999 | 18.5999 | 18.5999 | 18.5999 | 18.5999 | 18.5999 | 18.5999
SI | RES_PV_Utility_Opt | 2.4498 | 2.4498 | 2.4498 | 2.4498 | 2.4498 | 2.4498 | 2.4498 | 2.4498
SK | RES_PV_Utility_Opt | 7.6261 | 7.6261 | 7.6261 | 7.6261 | 7.6261 | 7.6261 | 7.6261 | 7.6261
UK | RES_PV_Utility_Opt | 66.3212 | 66.3212 | 66.3212 | 66.3212 | 66.3212 | 66.3212 | 66.3212 | 66.3212
AT | RES_PV_Utility_Avg | 13.0418 | 13.0418 | 13.0418 | 13.0418 | 13.0418 | 13.0418 | 13.0418 | 13.0418
BE | RES_PV_Utility_Avg | 12.6423 | 12.6423 | 12.6423 | 12.6423 | 12.6423 | 12.6423 | 12.6423 | 12.6423
BG | RES_PV_Utility_Avg | 7.3091 | 7.3091 | 7.3091 | 7.3091 | 7.3091 | 7.3091 | 7.3091 | 7.3091
CZ | RES_PV_Utility_Avg | 16.4583 | 16.4583 | 16.4583 | 16.4583 | 16.4583 | 16.4583 | 16.4583 | 16.4583
DE | RES_PV_Utility_Avg | 85.8731 | 85.8731 | 85.8731 | 85.8731 | 85.8731 | 85.8731 | 85.8731 | 85.8731
DK | RES_PV_Utility_Avg | 7.5508 | 7.5508 | 7.5508 | 7.5508 | 7.5508 | 7.5508 | 7.5508 | 7.5508
EE | RES_PV_Utility_Avg | 1.1208 | 1.1208 | 1.1208 | 1.1208 | 1.1208 | 1.1208 | 1.1208 | 1.1208
ES | RES_PV_Utility_Avg | 105.3 | 105.3 | 105.3 | 105.3 | 105.3 | 105.3 | 105.3 | 105.3
FI | RES_PV_Utility_Avg | 11.272 | 11.272 | 11.272 | 11.272 | 11.272 | 11.272 | 11.272 | 11.272
FR | RES_PV_Utility_Avg | 98.9648 | 98.9648 | 98.9648 | 98.9648 | 98.9648 | 98.9648 | 98.9648 | 98.9648
GR | RES_PV_Utility_Avg | 36.4 | 36.4 | 36.4 | 36.4 | 36.4 | 36.4 | 36.4 | 36.4
HR | RES_PV_Utility_Avg | 5.0493 | 5.0493 | 5.0493 | 5.0493 | 5.0493 | 5.0493 | 5.0493 | 5.0493
HU | RES_PV_Utility_Avg | 10.1087 | 10.1087 | 10.1087 | 10.1087 | 10.1087 | 10.1087 | 10.1087 | 10.1087
IE | RES_PV_Utility_Avg | 7.055 | 7.055 | 7.055 | 7.055 | 7.055 | 7.055 | 7.055 | 7.055
IT | RES_PV_Utility_Avg | 64.2199 | 64.2199 | 64.2199 | 64.2199 | 64.2199 | 64.2199 | 64.2199 | 64.2199
LT | RES_PV_Utility_Avg | 15.6 | 15.6 | 15.6 | 15.6 | 15.6 | 15.6 | 15.6 | 15.6
LU | RES_PV_Utility_Avg | 0.92882 | 0.92882 | 0.92882 | 0.92882 | 0.92882 | 0.92882 | 0.92882 | 0.92882
LV | RES_PV_Utility_Avg | 13 | 13 | 13 | 13 | 13 | 13 | 13 | 13
NL | RES_PV_Utility_Avg | 15.652 | 15.652 | 15.652 | 15.652 | 15.652 | 15.652 | 15.652 | 15.652
PL | RES_PV_Utility_Avg | 67.6 | 67.6 | 67.6 | 67.6 | 67.6 | 67.6 | 67.6 | 67.6
PT | RES_PV_Utility_Avg | 10.8935 | 10.8935 | 10.8935 | 10.8935 | 10.8935 | 10.8935 | 10.8935 | 10.8935
RO | RES_PV_Utility_Avg | 57.2 | 57.2 | 57.2 | 57.2 | 57.2 | 57.2 | 57.2 | 57.2
SE | RES_PV_Utility_Avg | 18.5999 | 18.5999 | 18.5999 | 18.5999 | 18.5999 | 18.5999 | 18.5999 | 18.5999
SI | RES_PV_Utility_Avg | 2.4498 | 2.4498 | 2.4498 | 2.4498 | 2.4498 | 2.4498 | 2.4498 | 2.4498
SK | RES_PV_Utility_Avg | 7.6261 | 7.6261 | 7.6261 | 7.6261 | 7.6261 | 7.6261 | 7.6261 | 7.6261
UK | RES_PV_Utility_Avg | 66.3212 | 66.3212 | 66.3212 | 66.3212 | 66.3212 | 66.3212 | 66.3212 | 66.3212
AT | Res_PV_Utility_Tracking | 13.0418 | 13.0418 | 13.0418 | 13.0418 | 13.0418 | 13.0418 | 13.0418 | 13.0418
BE | Res_PV_Utility_Tracking | 12.6423 | 12.6423 | 12.6423 | 12.6423 | 12.6423 | 12.6423 | 12.6423 | 12.6423
BG | Res_PV_Utility_Tracking | 7.3091 | 7.3091 | 7.3091 | 7.3091 | 7.3091 | 7.3091 | 7.3091 | 7.3091
CH | Res_PV_Utility_Tracking | 8.1033 | 8.1033 | 8.1033 | 8.1033 | 8.1033 | 8.1033 | 8.1033 | 8.1033
CZ | Res_PV_Utility_Tracking | 16.4583 | 16.4583 | 16.4583 | 16.4583 | 16.4583 | 16.4583 | 16.4583 | 16.4583
DE | Res_PV_Utility_Tracking | 85.8731 | 85.8731 | 85.8731 | 85.8731 | 85.8731 | 85.8731 | 85.8731 | 85.8731
DK | Res_PV_Utility_Tracking | 7.5508 | 7.5508 | 7.5508 | 7.5508 | 7.5508 | 7.5508 | 7.5508 | 7.5508
EE | Res_PV_Utility_Tracking | 1.1208 | 1.1208 | 1.1208 | 1.1208 | 1.1208 | 1.1208 | 1.1208 | 1.1208
ES | Res_PV_Utility_Tracking | 105.3 | 105.3 | 105.3 | 105.3 | 105.3 | 105.3 | 105.3 | 105.3
FI | Res_PV_Utility_Tracking | 11.272 | 11.272 | 11.272 | 11.272 | 11.272 | 11.272 | 11.272 | 11.272
FR | Res_PV_Utility_Tracking | 98.9648 | 98.9648 | 98.9648 | 98.9648 | 98.9648 | 98.9648 | 98.9648 | 98.9648
GR | Res_PV_Utility_Tracking | 36.4 | 36.4 | 36.4 | 36.4 | 36.4 | 36.4 | 36.4 | 36.4
HR | Res_PV_Utility_Tracking | 5.0493 | 5.0493 | 5.0493 | 5.0493 | 5.0493 | 5.0493 | 5.0493 | 5.0493
HU | Res_PV_Utility_Tracking | 10.1087 | 10.1087 | 10.1087 | 10.1087 | 10.1087 | 10.1087 | 10.1087 | 10.1087
IE | Res_PV_Utility_Tracking | 7.055 | 7.055 | 7.055 | 7.055 | 7.055 | 7.055 | 7.055 | 7.055
IT | Res_PV_Utility_Tracking | 64.2199 | 64.2199 | 64.2199 | 64.2199 | 64.2199 | 64.2199 | 64.2199 | 64.2199
LT | Res_PV_Utility_Tracking | 15.6 | 15.6 | 15.6 | 15.6 | 15.6 | 15.6 | 15.6 | 15.6
LU | Res_PV_Utility_Tracking | 0.92882 | 0.92882 | 0.92882 | 0.92882 | 0.92882 | 0.92882 | 0.92882 | 0.92882
LV | Res_PV_Utility_Tracking | 13 | 13 | 13 | 13 | 13 | 13 | 13 | 13
NL | Res_PV_Utility_Tracking | 15.652 | 15.652 | 15.652 | 15.652 | 15.652 | 15.652 | 15.652 | 15.652
NO | Res_PV_Utility_Tracking | 5.2 | 5.2 | 5.2 | 5.2 | 5.2 | 5.2 | 5.2 | 5.2
NONEU_Balkan | Res_PV_Utility_Tracking | 37.9544 | 37.9544 | 37.9544 | 37.9544 | 37.9544 | 37.9544 | 37.9544 | 37.9544
PL | Res_PV_Utility_Tracking | 67.6 | 67.6 | 67.6 | 67.6 | 67.6 | 67.6 | 67.6 | 67.6
PT | Res_PV_Utility_Tracking | 10.8935 | 10.8935 | 10.8935 | 10.8935 | 10.8935 | 10.8935 | 10.8935 | 10.8935
RO | Res_PV_Utility_Tracking | 57.2 | 57.2 | 57.2 | 57.2 | 57.2 | 57.2 | 57.2 | 57.2
SE | Res_PV_Utility_Tracking | 18.5999 | 18.5999 | 18.5999 | 18.5999 | 18.5999 | 18.5999 | 18.5999 | 18.5999
SI | Res_PV_Utility_Tracking | 2.4498 | 2.4498 | 2.4498 | 2.4498 | 2.4498 | 2.4498 | 2.4498 | 2.4498
SK | Res_PV_Utility_Tracking | 7.6261 | 7.6261 | 7.6261 | 7.6261 | 7.6261 | 7.6261 | 7.6261 | 7.6261
UK | Res_PV_Utility_Tracking | 66.3212 | 66.3212 | 66.3212 | 66.3212 | 66.3212 | 66.3212 | 66.3212 | 66.3212

## Par_ModelPeriodActivityMaxLimit
ModelPeriodActivityMaxLimit{r in REGION, t in TECHNOLOGY}
Maximum total activity for the complete model period per region.
Unit: PJ
Region | Technology | Value
CZ | R_Coal_Hardcoal | 31987
DE | R_Coal_Hardcoal | 348
UK | R_Coal_Hardcoal | 2030
ES | R_Coal_Hardcoal | 12586
PT | R_Coal_Hardcoal | 12586
PL | R_Coal_Hardcoal | 542300
HU | R_Coal_Hardcoal | 2774.3333
RO | R_Coal_Hardcoal | 2774.3333
SK | R_Coal_Hardcoal | 2774.3333
NONEU_Balkan | R_Coal_Hardcoal | 6.4158
BG | R_Coal_Hardcoal | 6.4158
HR | R_Coal_Hardcoal | 6.4158
SI | R_Coal_Hardcoal | 6.4158
CZ | R_Coal_Lignite | 38595
DE | R_Coal_Lignite | 543000
PL | R_Coal_Lignite | 81915
HU | R_Coal_Lignite | 14565
RO | R_Coal_Lignite | 14565
SK | R_Coal_Lignite | 14565
NONEU_Balkan | R_Coal_Lignite | 54810
BG | R_Coal_Lignite | 54810
HR | R_Coal_Lignite | 54810
SI | R_Coal_Lignite | 54810
GR | R_Coal_Lignite | 4350
DK | R_Oil | 2294.3664
UK | R_Oil | 14339.79
IT | R_Oil | 2867.958
NO | R_Oil | 61923.6
FI | R_Oil | 14530.9872
SE | R_Oil | 14530.9872
HU | R_Oil | 1147.1832
RO | R_Oil | 1147.1832
SK | R_Oil | 1147.1832
UK | R_Gas | 7536.24
NL | R_Gas | 26376.84
PL | R_Gas | 3768.12
HU | R_Gas | 1256.04
RO | R_Gas | 1256.04
SK | R_Gas | 1256.04
FI | R_Gas | 22608.72
SE | R_Gas | 22608.72
NO | R_Gas | 79199.208
TR | R_Coal_Lignite | 138960

## Par_TotalAnnualMinCapacity
TotalAnnualMinCapacity{r in REGION, t in TECHNOLOGY, y in YEAR}
Minimum total (residual and new) capacity each year.
Unit: GW
Region | Technology | 2018 | 2020 | 2025 | 2030 | 2035 | 2040 | 2045 | 2050

## Par_TagTechnologyToModalType
TagTechnologyToModalType{t in TECHNOLOGY, m in MODEOFOPERATION, md in MODALTYPE}
Tags technologies which belong to a certain modal type
Unit: Binary
Technology | ModeOfOperation | MT_PSNG_ROAD | MT_PSNG_RAIL | MT_PSNG_AIR | MT_FRT_ROAD | MT_FRT_RAIL | MT_FRT_SHIP | MT_PSNG_ROAD_RE | MT_PSNG_RAIL_RE | MT_PSNG_AIR_RE | MT_FRT_ROAD_RE | MT_FRT_RAIL_RE | MT_FRT_SHIP_RE | MT_PSNG_ROAD_CONV | MT_PSNG_RAIL_CONV | MT_PSNG_AIR_CONV | MT_FRT_ROAD_CONV | MT_FRT_RAIL_CONV | MT_FRT_SHIP_CONV
FRT_Rail_Conv | 1 |  |  |  |  | 1 | [11 empty] | 1
FRT_Rail_Electric | 1 |  |  |  |  | 1 | [5 empty] | 1
FRT_Road_BEV | 1 |  |  |  | 1 | [5 empty] | 1
FRT_Road_H2 | 1 |  |  |  | 1 | [5 empty] | 1
FRT_Road_ICE | 1 |  |  |  | 1 | [11 empty] | 1
FRT_Road_PHEV | 1 |  |  |  | 1 | [11 empty] | 1
FRT_Road_OH | 1 |  |  |  | 1 | [5 empty] | 1
FRT_Ship_Bio | 1 | [5 empty] | 1 | [5 empty] | 1
FRT_Ship_Conv | 1 | [5 empty] | 1 | [11 empty] | 1
PSNG_Air_Bio | 1 |  |  | 1 | [5 empty] | 1
PSNG_Air_Conv | 1 |  |  | 1 | [10 empty] | 0 | 1
PSNG_Air_H2 | 1 |  |  | 1 | [5 empty] | 1
PSNG_Rail_Conv | 1 |  | 1 | [11 empty] | 1
PSNG_Rail_Electric | 1 |  | 1 | [5 empty] | 1
PSNG_Road_BEV | 1 | 1 | [5 empty] | 1
PSNG_Road_H2 | 1 | 1 | [5 empty] | 1
PSNG_Road_ICE | 1 | 1 | [11 empty] | 1
PSNG_Road_PHEV | 1 | 1 | [11 empty] | 1
Infeasability_Mob_pass | 1 | 1 | 1 | 1 |  |  |  | 1 | 1 | 1 |  |  |  | 1 | 1 | 1
Infeasability_Mob_freight | 1 |  |  |  | 1 | 1 | 1 |  |  |  | 1 | 1 | 1 |  |  |  | 1 | 1 | 1
FRT_Road_ICE | 2 |  |  |  | 1 | [5 empty] | 1
FRT_Road_PHEV | 2 |  |  |  | 1 | [5 empty] | 1
PSNG_Road_ICE | 2 | 1 | [5 empty] | 1
PSNG_Road_PHEV | 2 | 1 | [5 empty] | 1
PSNG_Road_ICE | 3 | 1 | [5 empty] | 1
PSNG_Road_PHEV | 3 | 1 | [5 empty] | 1
PSNG_Rail_Conv | 2 |  | 1 | [5 empty] | 1
PSNG_Rail_Conv | 3 |  | 1 | [5 empty] | 1
PSNG_Air_Conv | 2 |  |  | 1 | [10 empty] | 0 | 1
FRT_Rail_Conv | 2 |  |  |  |  | 1 | [5 empty] | 1
FRT_Rail_Conv | 3 |  |  |  |  | 1 | [5 empty] | 1
FRT_Road_ICE | 3 |  |  |  | 1 | [5 empty] | 1
FRT_Road_PHEV | 3 |  |  |  | 1 | [5 empty] | 1
FRT_Ship_Conv | 2 | [5 empty] | 1 | [5 empty] | 1
FRT_Road_LNG | 1 |  |  |  | 1 | [5 empty] | 1 | [5 empty] | 1
FRT_Ship_LNG | 1 | [5 empty] | 1 | [5 empty] | 1 | [5 empty] | 1
PSNG_Road_LNG | 1 | 1 | [5 empty] | 1 | [5 empty] | 1

## Par_RegionalCCSLimit
RegionalCCSLimit{r in REGION}
Describes how much carbon can be stored per region.
Unit: Megatonnes
Region | Value
AL | 0
AT | 0
BA | 0
BE | 0
BG | 0
CH | 0
CZ | 0
DE | 1200
DK | 2500
ES | 3500
FI | 0
FR | 0
GR | 0
HR | 0
HU | 0
IE | 1300
IT | 0
LU | 0
ME | 0
MK | 0
NL | 500
NO | 56800
PL | 3500
PT | 0
RO | 0
RS | 0
SE | 0
SI | 0
SK | 0
UA | 0
UK | 22000
EE | 0
LT | 1300
LV | 0
RU | 0
BY | 0

## Par_RegionalBaseYearProduction
RegionalBaseYearProduction{r in REGION, t in TECHNOLOGY, f in FUEL}
Describes how much of a fuel has to be produced by specific technologies in the base year per region.
Unit: PJ
Region | Technology | Fuel | 2018
AT | HLR_Biomass | Heat_Low_Residential | 71.694 |  |  | AT | 105.091
AT | HLR_Hardcoal | Heat_Low_Residential | 2.794 |  |  | UK | 130.822
AT | HLR_Oil_Boiler | Heat_Low_Residential | 57.279
AT | HLI_Biomass | Heat_Low_Industrial | 2.659
AT | HLI_Hardcoal | Heat_Low_Industrial | 0.275
AT | HLI_Direct_Electric | Heat_Low_Industrial | 0.026
AT | HLI_Oil_Boiler | Heat_Low_Industrial | 1.072
AT | *HLI_Gas_Boiler | Heat_Low_Industrial | 0
AT | *HLI_Convert_DH | Heat_Low_Industrial | 4.627
AT | HMI_Biomass | Heat_Medium_Industrial | 32.977
AT | HMI_HardCoal | Heat_Medium_Industrial | 3.083
AT | HMI_Steam_Electric | Heat_Medium_Industrial | 0.26
AT | HMI_Oil | Heat_Medium_Industrial | 15.055
AT | *HHI_BF_BOF | Heat_High_Industrial | 28.904
AT | HHI_Bio_BF_BOF | Heat_High_Industrial | 4.398
AT | HHI_Scrap_EAF | Heat_High_Industrial | 1.755
AT | HHI_DRI_EAF | Heat_High_Industrial | 33.349
AT | P_Gas_CCGT | Power | 19.582
AT | P_Gas_Engines | Power | 0.995
AT | P_Biomass | Power | 15.478
AT | P_Coal_Hardcoal | Power | 4.663
AT | HLR_Heatpump_Ground | Heat_Low_Residential | 0.361
AT | HLR_Direct_Electric | Heat_Low_Residential | 13.863
AT | CHP_Coal_Hardcoal | Power | 2.597 |  | EUROSTAT
AT | CHP_Oil | Power | 2.52 |  | EUROSTAT
AT | CHP_Gas_CCGT_Natural | Power | 13.123 |  | EUROSTAT
AT | CHP_Biomass_Solid | Power | 13.941 |  | EUROSTAT
AT | CHP_Coal_Hardcoal | Heat_District | 8.481 |  | EUROSTAT
AT | CHP_Oil | Heat_District | 8.228 |  | EUROSTAT
AT | CHP_Gas_CCGT_Natural | Heat_District | 42.855 |  | EUROSTAT
AT | CHP_Biomass_Solid | Heat_District | 45.527 |  | EUROSTAT
AT | P_Gas_OCGT | Power | 2
BE | HLR_Biomass | Heat_Low_Residential | 22.24 |  |  | BE | 78.405
BE | HLR_Hardcoal | Heat_Low_Residential | 6.291 |  |  | NONEU_Balkan | 0
BE | HLR_Oil_Boiler | Heat_Low_Residential | 121.225
BE | HLI_Biomass | Heat_Low_Industrial | 2.003
BE | HLI_Hardcoal | Heat_Low_Industrial | 0.231
BE | HLI_Direct_Electric | Heat_Low_Industrial | 0.121
BE | HLI_Oil_Boiler | Heat_Low_Industrial | 0.359
BE | *HLI_Gas_Boiler | Heat_Low_Industrial | 4.949
BE | *HLI_Convert_DH | Heat_Low_Industrial | 13.591
BE | HMI_Biomass | Heat_Medium_Industrial | 14.66
BE | HMI_HardCoal | Heat_Medium_Industrial | 3.764
BE | HMI_Steam_Electric | Heat_Medium_Industrial | 1.644
BE | HMI_Oil | Heat_Medium_Industrial | 9.533
BE | *HHI_BF_BOF | Heat_High_Industrial | 35.707
BE | HHI_Bio_BF_BOF | Heat_High_Industrial | 3.105
BE | HHI_Scrap_EAF | Heat_High_Industrial | 5.501
BE | HHI_DRI_EAF | Heat_High_Industrial | 58.685
BE | P_Gas_CCGT | Power | 24.018
BE | P_Gas_OCGT | Power | 35.109
BE | P_Biomass | Power | 11.615
BE | P_Oil | Power | 0.321
BE | P_Nuclear | Power | 102.949 |  | IEA
BE | HLR_Heatpump_Aerial | Heat_Low_Residential | 1.074
BE | HLR_Heatpump_Ground | Heat_Low_Residential | 0.057
BE | HLR_Direct_Electric | Heat_Low_Residential | 10.483
BE | CHP_Coal_Hardcoal | Power | 0.573 |  | EUROSTAT
BE | CHP_Oil | Power | 0.397 |  | EUROSTAT
BE | CHP_Gas_CCGT_Natural | Power | 27.237 |  | EUROSTAT
BE | CHP_Biomass_Solid | Power | 7.651 |  | EUROSTAT
BE | CHP_Coal_Hardcoal | Heat_District | 1.252 |  | EUROSTAT
BE | CHP_Oil | Heat_District | 0.868 |  | EUROSTAT
BE | CHP_Gas_CCGT_Natural | Heat_District | 59.556 |  | EUROSTAT
BE | CHP_Biomass_Solid | Heat_District | 16.729 |  | EUROSTAT
BE | P_Coal_Hardcoal | Power | 7.869 |  | IEA
BE | RES_Wind_Offshore_Transitional | Power | 17
BE | RES_Wind_Onshore_Avg | Power | 10
BG | HLR_Biomass | Heat_Low_Residential | 33.666 |  |  | BG | 34.506
BG | HLR_Hardcoal | Heat_Low_Residential | 11.86
BG | HLR_Oil_Boiler | Heat_Low_Residential | 2.097
BG | HLI_Biomass | Heat_Low_Industrial | 0.606
BG | HLI_Hardcoal | Heat_Low_Industrial | 0.295
BG | HLI_Direct_Electric | Heat_Low_Industrial | 0.003
BG | HLI_Oil_Boiler | Heat_Low_Industrial | 0.24
BG | *HLI_Gas_Boiler | Heat_Low_Industrial | 0.738
BG | *HLI_Convert_DH | Heat_Low_Industrial | 13.883
BG | HMI_Biomass | Heat_Medium_Industrial | 5.678
BG | HMI_HardCoal | Heat_Medium_Industrial | 1.591
BG | HMI_Steam_Electric | Heat_Medium_Industrial | 0.276
BG | HMI_Oil | Heat_Medium_Industrial | 1.851
BG | *HHI_BF_BOF | Heat_High_Industrial | 3.596
BG | HHI_Bio_BF_BOF | Heat_High_Industrial | 0.227
BG | HHI_Scrap_EAF | Heat_High_Industrial | 1.27
BG | HHI_DRI_EAF | Heat_High_Industrial | 11.746
BG | P_Biomass | Power | 3.426
BG | P_Coal_Hardcoal | Power | 0.223
BG | P_Oil | Power | 0.973
BG | P_Nuclear | Power | 58.05 |  | IEA
BG | P_Coal_Lignite | Power | 63.241 |  | IEA
BG | HLR_Heatpump_Aerial | Heat_Low_Residential | 4.775
BG | HLR_Heatpump_Ground | Heat_Low_Residential | 0.251
BG | HLR_Direct_Electric | Heat_Low_Residential | 9.939
BG | CHP_Coal_Hardcoal | Power | 3.655 |  | EUROSTAT
BG | CHP_Oil | Power | 0.138 |  | EUROSTAT
BG | CHP_Gas_CCGT_Natural | Power | 5.044 |  | EUROSTAT
BG | CHP_Biomass_Solid | Power | 2.437 |  | EUROSTAT
BG | CHP_Coal_Hardcoal | Heat_District | 11.187 |  | EUROSTAT
BG | CHP_Oil | Heat_District | 0.424 |  | EUROSTAT
BG | CHP_Gas_CCGT_Natural | Heat_District | 15.436 |  | EUROSTAT
BG | CHP_Biomass_Solid | Heat_District | 7.459 |  | EUROSTAT
CH | HLR_Biomass | Heat_Low_Residential | 16.787 |  |  | SK | 30.246
CH | HLR_Hardcoal | Heat_Low_Residential | 0.356
CH | HLR_Oil_Boiler | Heat_Low_Residential | 119.826
CH | HLI_Biomass | Heat_Low_Industrial | 0.275
CH | HLI_Hardcoal | Heat_Low_Industrial | 0.089
CH | HLI_Direct_Electric | Heat_Low_Industrial | 0.076
CH | HLI_Oil_Boiler | Heat_Low_Industrial | 0.86
CH | *HLI_Gas_Boiler | Heat_Low_Industrial | 4.119
CH | *HLI_Convert_DH | Heat_Low_Industrial | 2.012
CH | HMI_Biomass | Heat_Medium_Industrial | 2.715
CH | HMI_HardCoal | Heat_Medium_Industrial | 0.82
CH | HMI_Steam_Electric | Heat_Medium_Industrial | 0.625
CH | HMI_Oil | Heat_Medium_Industrial | 6.243
CH | *HHI_BF_BOF | Heat_High_Industrial | 3.052
CH | HHI_Bio_BF_BOF | Heat_High_Industrial | 0.508
CH | HHI_Scrap_EAF | Heat_High_Industrial | 2.473
CH | HHI_DRI_EAF | Heat_High_Industrial | 11.82
CH | CHP_Gas_CCGT_Natural | Power | 5.251
CH | P_Gas_CCGT | Power | 0.01
CH | P_Nuclear | Power | 91.847
CH | HLR_Heatpump_Aerial | Heat_Low_Residential | 10.007
CH | HLR_Heatpump_Ground | Heat_Low_Residential | 0.527
CH | HLR_Direct_Electric | Heat_Low_Residential | 16.088
CH | P_Oil | Power | 0.086
CZ | HLR_Biomass | Heat_Low_Residential | 49.501 |  |  | CZ | 99.66
CZ | HLR_Hardcoal | Heat_Low_Residential | 30.227
CZ | HLR_Oil_Boiler | Heat_Low_Residential | 2.482
CZ | HLI_Biomass | Heat_Low_Industrial | 0.75
CZ | HLI_Hardcoal | Heat_Low_Industrial | 1.305
CZ | HLI_Direct_Electric | Heat_Low_Industrial | 0.048
CZ | HLI_Oil_Boiler | Heat_Low_Industrial | 0.167
CZ | *HLI_Gas_Boiler | Heat_Low_Industrial | 0.971
CZ | *HLI_Convert_DH | Heat_Low_Industrial | 13.749
CZ | HMI_Biomass | Heat_Medium_Industrial | 12.375
CZ | HMI_HardCoal | Heat_Medium_Industrial | 6.158
CZ | HMI_Steam_Electric | Heat_Medium_Industrial | 0.372
CZ | HMI_Oil | Heat_Medium_Industrial | 4.018
CZ | *HHI_BF_BOF | Heat_High_Industrial | 43.179
CZ | HHI_Bio_BF_BOF | Heat_High_Industrial | 0.214
CZ | HHI_Scrap_EAF | Heat_High_Industrial | 0.806
CZ | HHI_DRI_EAF | Heat_High_Industrial | 22.257
CZ | P_Gas_CCGT | Power | 7.237
CZ | P_Gas_Engines | Power | 0.831
CZ | P_Gas_OCGT | Power | 0.914
CZ | P_Biomass | Power | 13.646
CZ | P_Coal_Hardcoal | Power | 10.483
CZ | P_Nuclear | Power | 102.047
CZ | P_Coal_Lignite | Power | 116.598
CZ | HLR_Heatpump_Aerial | Heat_Low_Residential | 3.404
CZ | HLR_Heatpump_Ground | Heat_Low_Residential | 0.179
CZ | HLR_Direct_Electric | Heat_Low_Residential | 12.458
CZ | CHP_Coal_Hardcoal | Power | 3.844 |  | EUROSTAT
CZ | CHP_Coal_Lignite | Power | 18.016 |  | EUROSTAT
CZ | CHP_Oil | Power | 0.307 |  | EUROSTAT
CZ | CHP_Gas_CCGT_Natural | Power | 4.518 |  | EUROSTAT
CZ | CHP_Biomass_Solid | Power | 8.538 |  | EUROSTAT
CZ | CHP_Coal_Hardcoal | Heat_District | 10.876 |  | EUROSTAT
CZ | CHP_Coal_Lignite | Heat_District | 50.974 |  | EUROSTAT
CZ | CHP_Oil | Heat_District | 0.87 |  | EUROSTAT
CZ | CHP_Gas_CCGT_Natural | Heat_District | 12.783 |  | EUROSTAT
CZ | CHP_Biomass_Solid | Heat_District | 24.157 |  | EUROSTAT
DE | HLR_Biomass | Heat_Low_Residential | 251.332 |  |  | FI | 236.259
DE | HLR_Hardcoal | Heat_Low_Residential | 45.728
DE | HLR_Oil_Boiler | Heat_Low_Residential | 681.617
DE | HLI_Biomass | Heat_Low_Industrial | 5.19
DE | HLI_Hardcoal | Heat_Low_Industrial | 5.076
DE | HLI_Direct_Electric | Heat_Low_Industrial | 1.06
DE | HLI_Oil_Boiler | Heat_Low_Industrial | 3.797
DE | *HLI_Gas_Boiler | Heat_Low_Industrial | 19.724
DE | *HLI_Convert_DH | Heat_Low_Industrial | 134.637
DE | HMI_Biomass | Heat_Medium_Industrial | 46.579
DE | HMI_HardCoal | Heat_Medium_Industrial | 35.555
DE | HMI_Steam_Electric | Heat_Medium_Industrial | 10.751
DE | HMI_Oil | Heat_Medium_Industrial | 69.756
DE | *HHI_BF_BOF | Heat_High_Industrial | 235.967
DE | HHI_Bio_BF_BOF | Heat_High_Industrial | 4.401
DE | HHI_Scrap_EAF | Heat_High_Industrial | 28.601
DE | HHI_DRI_EAF | Heat_High_Industrial | 272.768
DE | P_Gas_CCGT | Power | 106.984
DE | P_Gas_Engines | Power | 10.267
DE | P_Gas_OCGT | Power | 30.237
DE | P_Biomass | Power | 145.486
DE | P_Coal_Hardcoal | Power | 233.776
DE | P_Oil | Power | 8.178
DE | P_Nuclear | Power | 259.217
DE | P_Coal_Lignite | Power | 513.119
DE | HLR_Heatpump_Aerial | Heat_Low_Residential | 32.082
DE | HLR_Heatpump_Ground | Heat_Low_Residential | 1.689
DE | HLR_Direct_Electric | Heat_Low_Residential | 46.072
DE | CHP_Coal_Hardcoal | Power | 63.923 |  | EUROSTAT
DE | CHP_Coal_Lignite | Power | 13.051 |  | EUROSTAT
DE | CHP_Oil | Power | 6.514 |  | EUROSTAT
DE | CHP_Gas_CCGT_Natural | Power | 152.842 |  | EUROSTAT
DE | CHP_Biomass_Solid | Power | 45.608 |  | EUROSTAT
DE | CHP_Coal_Hardcoal | Heat_District | 135.708 |  | EUROSTAT
DE | CHP_Coal_Lignite | Heat_District | 27.707 |  | EUROSTAT
DE | CHP_Oil | Heat_District | 13.83 |  | EUROSTAT
DE | CHP_Gas_CCGT_Natural | Heat_District | 324.482 |  | EUROSTAT
DE | CHP_Biomass_Solid | Heat_District | 96.825 |  | EUROSTAT
DK | HLR_Biomass | Heat_Low_Residential | 38.037 |  |  | DE | 598.552
DK | HLR_Hardcoal | Heat_Low_Residential | 0.517
DK | HLR_Oil_Boiler | Heat_Low_Residential | 17.887
DK | HLI_Biomass | Heat_Low_Industrial | 0.58
DK | HLI_Hardcoal | Heat_Low_Industrial | 0.561
DK | HLI_Direct_Electric | Heat_Low_Industrial | 0.092
DK | HLI_Oil_Boiler | Heat_Low_Industrial | 1.51
DK | *HLI_Gas_Boiler | Heat_Low_Industrial | 3.453
DK | *HLI_Convert_DH | Heat_Low_Industrial | 2.653
DK | HMI_Biomass | Heat_Medium_Industrial | 4.831
DK | HMI_HardCoal | Heat_Medium_Industrial | 0.811
DK | HMI_Steam_Electric | Heat_Medium_Industrial | 0.441
DK | HMI_Oil | Heat_Medium_Industrial | 6.167
DK | *HHI_BF_BOF | Heat_High_Industrial | 1.113
DK | HHI_Bio_BF_BOF | Heat_High_Industrial | 0.089
DK | HHI_Scrap_EAF | Heat_High_Industrial | 0.039
DK | HHI_DRI_EAF | Heat_High_Industrial | 5.331
DK | P_Gas_OCGT | Power | 0.288
DK | P_Oil | Power | 0.678
DK | HLR_Heatpump_Aerial | Heat_Low_Residential | 5.546
DK | HLR_Heatpump_Ground | Heat_Low_Residential | 0.292
DK | HLR_Direct_Electric | Heat_Low_Residential | 6.404
DK | CHP_Coal_Hardcoal | Power | 8.503 |  | EUROSTAT
DK | CHP_Oil | Power | 0.901 |  | EUROSTAT
DK | CHP_Gas_CCGT_Natural | Power | 5.708 |  | EUROSTAT
DK | CHP_Biomass_Solid | Power | 21.796 |  | EUROSTAT
DK | CHP_Coal_Hardcoal | Heat_District | 19.698 |  | EUROSTAT
DK | CHP_Oil | Heat_District | 2.086 |  | EUROSTAT
DK | CHP_Gas_CCGT_Natural | Heat_District | 13.223 |  | EUROSTAT
DK | CHP_Biomass_Solid | Heat_District | 50.49 |  | EUROSTAT
DK | P_Coal_Hardcoal | Power | 13
EE | HLR_Biomass | Heat_Low_Residential | 18.417 |  |  | DK | 85.497
EE | HLR_Hardcoal | Heat_Low_Residential | 0.681
EE | HLR_Oil_Boiler | Heat_Low_Residential | 3.131
EE | HLI_Biomass | Heat_Low_Industrial | 0.174
EE | HLI_Hardcoal | Heat_Low_Industrial | 0
EE | HLI_Direct_Electric | Heat_Low_Industrial | 0.007
EE | HLI_Oil_Boiler | Heat_Low_Industrial | 0.232
EE | *HLI_Gas_Boiler | Heat_Low_Industrial | 0
EE | *HLI_Convert_DH | Heat_Low_Industrial | 0.585
EE | HMI_Biomass | Heat_Medium_Industrial | 1.921
EE | HMI_HardCoal | Heat_Medium_Industrial | 0.271
EE | HMI_Steam_Electric | Heat_Medium_Industrial | 0.037
EE | HMI_Oil | Heat_Medium_Industrial | 2.263
EE | *HHI_BF_BOF | Heat_High_Industrial | 0.593
EE | HHI_Bio_BF_BOF | Heat_High_Industrial | 0.005
EE | HHI_Scrap_EAF | Heat_High_Industrial | 0.004
EE | HHI_DRI_EAF | Heat_High_Industrial | 0.668
EE | P_Gas_OCGT | Power | 0.207
EE | *P_Oil | Power | 0.218
EE | HLR_Heatpump_Aerial | Heat_Low_Residential | 1.601
EE | HLR_Heatpump_Ground | Heat_Low_Residential | 0.084
EE | HLR_Direct_Electric | Heat_Low_Residential | 1.329
EE | CHP_Coal_Hardcoal | Power | 0.851 |  | EUROSTAT
EE | CHP_Oil | Power | 0.528 |  | EUROSTAT
EE | CHP_Gas_CCGT_Natural | Power | 0.002 |  | EUROSTAT
EE | CHP_Biomass_Solid | Power | 2.548 |  | EUROSTAT
EE | CHP_Coal_Hardcoal | Heat_District | 0.75 |  | EUROSTAT
EE | CHP_Oil | Heat_District | 0.465 |  | EUROSTAT
EE | CHP_Gas_CCGT_Natural | Heat_District | 0.002 |  | EUROSTAT
EE | CHP_Biomass_Solid | Heat_District | 2.248 |  | EUROSTAT
EE | CHP_Gas_CCGT_Natural | Heat_District | 0 |  | EUROSTAT
EE | P_Coal_Hardcoal | Power | 35.646
ES | HLR_Biomass | Heat_Low_Residential | 115.264 |  |  | SE | 66.616
ES | HLR_Hardcoal | Heat_Low_Residential | 6.08
ES | HLR_Oil_Boiler | Heat_Low_Residential | 125.505
ES | HLI_Biomass | Heat_Low_Industrial | 5.807
ES | HLI_Hardcoal | Heat_Low_Industrial | 0.405
ES | HLI_Direct_Electric | Heat_Low_Industrial | 0.334
ES | HLI_Oil_Boiler | Heat_Low_Industrial | 2.241
ES | *HLI_Gas_Boiler | Heat_Low_Industrial | 0
ES | *HLI_Convert_DH | Heat_Low_Industrial | 0
ES | HMI_Biomass | Heat_Medium_Industrial | 30.279
ES | HMI_HardCoal | Heat_Medium_Industrial | 2.168
ES | HMI_Steam_Electric | Heat_Medium_Industrial | 3.953
ES | HMI_Oil | Heat_Medium_Industrial | 33.24
ES | *HHI_BF_BOF | Heat_High_Industrial | 29.376
ES | HHI_Bio_BF_BOF | Heat_High_Industrial | 5.253
ES | HHI_Scrap_EAF | Heat_High_Industrial | 18.433
ES | HHI_DRI_EAF | Heat_High_Industrial | 109.49
ES | P_Gas_CCGT | Power | 123.952
ES | P_Gas_OCGT | Power | 0.262
ES | P_Biomass | Power | 19.267
ES | P_Coal_Hardcoal | Power | 136.983
ES | P_Oil | Power | 41.754
ES | P_Nuclear | Power | 190.191
ES | P_Coal_Lignite | Power | 0
ES | HLR_Heatpump_Aerial | Heat_Low_Residential | 3.466
ES | HLR_Heatpump_Ground | Heat_Low_Residential | 0.182
ES | HLR_Direct_Electric | Heat_Low_Residential | 31.063
ES | CHP_Coal_Hardcoal | Power | 2.337 |  | EUROSTAT
ES | CHP_Oil | Power | 7.474 |  | EUROSTAT
ES | CHP_Gas_CCGT_Natural | Power | 84.586 |  | EUROSTAT
ES | CHP_Biomass_Solid | Power | 9.253 |  | EUROSTAT
ES | CHP_Coal_Hardcoal | Heat_District | 3.177 |  | EUROSTAT
ES | CHP_Oil | Heat_District | 10.159 |  | EUROSTAT
ES | CHP_Gas_CCGT_Natural | Heat_District | 114.963 |  | EUROSTAT
ES | CHP_Biomass_Solid | Heat_District | 12.576 |  | EUROSTAT
FI | HLR_Biomass | Heat_Low_Residential | 57.171 |  |  | EE | 3.465
FI | HLR_Hardcoal | Heat_Low_Residential | 3.586
FI | HLR_Oil_Boiler | Heat_Low_Residential | 47.33
FI | HLI_Biomass | Heat_Low_Industrial | 2.554
FI | HLI_Hardcoal | Heat_Low_Industrial | 0.581
FI | HLI_Direct_Electric | Heat_Low_Industrial | 0
FI | HLI_Oil_Boiler | Heat_Low_Industrial | 0.661
FI | *HLI_Gas_Boiler | Heat_Low_Industrial | 0
FI | *HLI_Convert_DH | Heat_Low_Industrial | 24.652
FI | HMI_Biomass | Heat_Medium_Industrial | 105.535
FI | HMI_HardCoal | Heat_Medium_Industrial | 7.235
FI | HMI_Steam_Electric | Heat_Medium_Industrial | 0.422
FI | HMI_Oil | Heat_Medium_Industrial | 16.744
FI | *HHI_BF_BOF | Heat_High_Industrial | 13.104
FI | HHI_Bio_BF_BOF | Heat_High_Industrial | 2.032
FI | HHI_Scrap_EAF | Heat_High_Industrial | 2.009
FI | HHI_DRI_EAF | Heat_High_Industrial | 0.588
FI | P_Gas_CCGT | Power | 0.279
FI | P_Gas_OCGT | Power | 7.085
FI | P_Biomass | Power | 8.598
FI | P_Coal_Hardcoal | Power | 17.397
FI | P_Oil | Power | 0.403
FI | P_Nuclear | Power | 77.736
FI | HLR_Heatpump_Aerial | Heat_Low_Residential | 15.029
FI | HLR_Heatpump_Ground | Heat_Low_Residential | 0.791
FI | HLR_Direct_Electric | Heat_Low_Residential | 63.981
FI | CHP_Coal_Hardcoal | Power | 18.851 |  | EUROSTAT
FI | CHP_Oil | Power | 0.428 |  | EUROSTAT
FI | CHP_Gas_CCGT_Natural | Power | 8.014 |  | EUROSTAT
FI | CHP_Biomass_Solid | Power | 51.691 |  | EUROSTAT
FI | CHP_Coal_Hardcoal | Heat_District | 56.388 |  | EUROSTAT
FI | CHP_Oil | Heat_District | 1.28 |  | EUROSTAT
FI | CHP_Gas_CCGT_Natural | Heat_District | 23.971 |  | EUROSTAT
FI | CHP_Biomass_Solid | Heat_District | 154.62 |  | EUROSTAT
FR | HLR_Biomass | Heat_Low_Residential | 252.297 |  |  | ES | 140.875
FR | HLR_Hardcoal | Heat_Low_Residential | 11.715
FR | HLR_Oil_Boiler | Heat_Low_Residential | 284.732
FR | HLI_Biomass | Heat_Low_Industrial | 3.947
FR | HLI_Hardcoal | Heat_Low_Industrial | 3.243
FR | HLI_Direct_Electric | Heat_Low_Industrial | 0.245
FR | HLI_Oil_Boiler | Heat_Low_Industrial | 4.799
FR | *HLI_Gas_Boiler | Heat_Low_Industrial | 13.217
FR | *HLI_Convert_DH | Heat_Low_Industrial | 3.135
FR | HMI_Biomass | Heat_Medium_Industrial | 25.928
FR | HMI_HardCoal | Heat_Medium_Industrial | 11.782
FR | HMI_Steam_Electric | Heat_Medium_Industrial | 4.86
FR | HMI_Oil | Heat_Medium_Industrial | 34.854
FR | *HHI_BF_BOF | Heat_High_Industrial | 98.392
FR | HHI_Bio_BF_BOF | Heat_High_Industrial | 6.043
FR | HHI_Scrap_EAF | Heat_High_Industrial | 11.667
FR | HHI_DRI_EAF | Heat_High_Industrial | 93.681
FR | P_Gas_CCGT | Power | 77
FR | P_Gas_Engines | Power | 0.265 |  | IEA
FR | P_Gas_OCGT | Power | 1.007
FR | P_Biomass | Power | 29.951
FR | P_Coal_Hardcoal | Power | 35.413 |  | IEA
FR | P_Oil | Power | 17.821 |  | IEA
FR | P_Nuclear | Power | 1486.591 |  | IEA
FR | HLR_Heatpump_Aerial | Heat_Low_Residential | 70.062
FR | HLR_Heatpump_Ground | Heat_Low_Residential | 3.687
FR | HLR_Direct_Electric | Heat_Low_Residential | 167.368
FR | CHP_Coal_Hardcoal | Power | 2.541 |  | EUROSTAT
FR | CHP_Oil | Power | 2.763 |  | EUROSTAT
FR | CHP_Gas_CCGT_Natural | Power | 31.888 |  | EUROSTAT
FR | CHP_Biomass_Solid | Power | 18.717 |  | EUROSTAT
FR | CHP_Coal_Hardcoal | Heat_District | 7.207 |  | EUROSTAT
FR | CHP_Oil | Heat_District | 7.836 |  | EUROSTAT
FR | CHP_Gas_CCGT_Natural | Heat_District | 90.425 |  | EUROSTAT
FR | CHP_Biomass_Solid | Heat_District | 53.077 |  | EUROSTAT
GR | HLR_Biomass | Heat_Low_Residential | 36.741 |  |  | FR | 158.545
GR | HLR_Hardcoal | Heat_Low_Residential | 0.862
GR | HLR_Oil_Boiler | Heat_Low_Residential | 70.959
GR | HLI_Biomass | Heat_Low_Industrial | 2.898
GR | HLI_Hardcoal | Heat_Low_Industrial | 0.488
GR | HLI_Direct_Electric | Heat_Low_Industrial | 0.004
GR | HLI_Oil_Boiler | Heat_Low_Industrial | 1.257
GR | *HLI_Gas_Boiler | Heat_Low_Industrial | 0.643
GR | *HLI_Convert_DH | Heat_Low_Industrial | 0
GR | HMI_Biomass | Heat_Medium_Industrial | 2.547
GR | HMI_HardCoal | Heat_Medium_Industrial | 1.738
GR | HMI_Steam_Electric | Heat_Medium_Industrial | 0.041
GR | HMI_Oil | Heat_Medium_Industrial | 8.46
GR | *HHI_BF_BOF | Heat_High_Industrial | 3.793
GR | HHI_Bio_BF_BOF | Heat_High_Industrial | 0.602
GR | HHI_Scrap_EAF | Heat_High_Industrial | 2.182
GR | HHI_DRI_EAF | Heat_High_Industrial | 5.924
GR | P_Gas_CCGT | Power | 45.578
GR | P_Gas_OCGT | Power | 0.856
GR | P_Biomass | Power | 1.668
GR | P_Oil | Power | 15.974
GR | P_Coal_Lignite | Power | 60.477
GR | HLR_Heatpump_Aerial | Heat_Low_Residential | 4.72
GR | HLR_Heatpump_Ground | Heat_Low_Residential | 0.248
GR | HLR_Direct_Electric | Heat_Low_Residential | 2.734
GR | CHP_Coal_Hardcoal | Power | 1.019 |  | EUROSTAT
GR | CHP_Oil | Power | 2.669 |  | EUROSTAT
GR | CHP_Gas_CCGT_Natural | Power | 3.966 |  | EUROSTAT
GR | CHP_Biomass_Solid | Power | 0.048 |  | EUROSTAT
GR | CHP_Coal_Hardcoal | Heat_District | 2.07 |  | EUROSTAT
GR | CHP_Oil | Heat_District | 5.424 |  | EUROSTAT
GR | CHP_Gas_CCGT_Natural | Heat_District | 8.059 |  | EUROSTAT
GR | CHP_Biomass_Solid | Heat_District | 0.098 |  | EUROSTAT
HR | HLR_Biomass | Heat_Low_Residential | 16.202 |  |  | CH | 0
HR | HLR_Hardcoal | Heat_Low_Residential | 0.523
HR | HLR_Oil_Boiler | Heat_Low_Residential | 7.604
HR | HLI_Biomass | Heat_Low_Industrial | 0.129
HR | HLI_Hardcoal | Heat_Low_Industrial | 0.3
HR | HLI_Direct_Electric | Heat_Low_Industrial | 0.04
HR | HLI_Oil_Boiler | Heat_Low_Industrial | 0.415
HR | *HLI_Gas_Boiler | Heat_Low_Industrial | 1.346
HR | *HLI_Convert_DH | Heat_Low_Industrial | 1.161
HR | HMI_Biomass | Heat_Medium_Industrial | 1.598
HR | HMI_HardCoal | Heat_Medium_Industrial | 1.079
HR | HMI_Steam_Electric | Heat_Medium_Industrial | 0.137
HR | HMI_Oil | Heat_Medium_Industrial | 3.469
HR | *HHI_BF_BOF | Heat_High_Industrial | 2.61
HR | HHI_Bio_BF_BOF | Heat_High_Industrial | 0.023
HR | HHI_Scrap_EAF | Heat_High_Industrial | 0.015
HR | HHI_DRI_EAF | Heat_High_Industrial | 5.072
HR | P_Gas_CCGT | Power | 2.703
HR | P_Biomass | Power | 1.857
HR | P_Coal_Hardcoal | Power | 4.537
HR | P_Oil | Power | 0.171
HR | HLR_Heatpump_Aerial | Heat_Low_Residential | 0.001
HR | HLR_Heatpump_Ground | Heat_Low_Residential | 0
HR | HLR_Direct_Electric | Heat_Low_Residential | 2.602
HR | CHP_Coal_Hardcoal | Power | 0.113 |  | EUROSTAT
HR | CHP_Oil | Power | 0.57 |  | EUROSTAT
HR | CHP_Gas_CCGT_Natural | Power | 5.379 |  | EUROSTAT
HR | CHP_Biomass_Solid | Power | 1.115 |  | EUROSTAT
HR | CHP_Coal_Hardcoal | Heat_District | 0.247 |  | EUROSTAT
HR | CHP_Oil | Heat_District | 1.251 |  | EUROSTAT
HR | CHP_Gas_CCGT_Natural | Heat_District | 11.809 |  | EUROSTAT
HR | CHP_Biomass_Solid | Heat_District | 2.447 |  | EUROSTAT
HU | HLR_Biomass | Heat_Low_Residential | 31.724 |  |  | GR | 15.651
HU | HLR_Hardcoal | Heat_Low_Residential | 5.898
HU | HLR_Oil_Boiler | Heat_Low_Residential | 0.399
HU | HLI_Biomass | Heat_Low_Industrial | 1.005
HU | HLI_Hardcoal | Heat_Low_Industrial | 0.163
HU | HLI_Direct_Electric | Heat_Low_Industrial | 0.071
HU | HLI_Oil_Boiler | Heat_Low_Industrial | 0.053
HU | *HLI_Gas_Boiler | Heat_Low_Industrial | 2.089
HU | *HLI_Convert_DH | Heat_Low_Industrial | 12.219
HU | HMI_Biomass | Heat_Medium_Industrial | 1.609
HU | HMI_HardCoal | Heat_Medium_Industrial | 0.908
HU | HMI_Steam_Electric | Heat_Medium_Industrial | 0.366
HU | HMI_Oil | Heat_Medium_Industrial | 0.205
HU | *HHI_BF_BOF | Heat_High_Industrial | 14.435
HU | HHI_Bio_BF_BOF | Heat_High_Industrial | 0.252
HU | HHI_Scrap_EAF | Heat_High_Industrial | 0.243
HU | HHI_DRI_EAF | Heat_High_Industrial | 12.55
HU | P_Gas_CCGT | Power | 6
HU | P_Gas_Engines | Power | 2.811
HU | P_Gas_OCGT | Power | 6.52
HU | P_Biomass | Power | 3.579
HU | P_Oil | Power | 0.259
HU | P_Nuclear | Power | 53.658
HU | P_Coal_Lignite | Power | 17.828
HU | HLR_Heatpump_Aerial | Heat_Low_Residential | 0.001
HU | HLR_Heatpump_Ground | Heat_Low_Residential | 0
HU | HLR_Direct_Electric | Heat_Low_Residential | 5.661
HU | CHP_Coal_Hardcoal | Power | 1.303 |  | EUROSTAT
HU | CHP_Oil | Power | 0.003 |  | EUROSTAT
HU | CHP_Gas_CCGT_Natural | Power | 10.787 |  | EUROSTAT
HU | CHP_Biomass_Solid | Power | 2.232 |  | EUROSTAT
HU | CHP_Coal_Hardcoal | Heat_District | 2.082 |  | EUROSTAT
HU | CHP_Oil | Heat_District | 0.004 |  | EUROSTAT
HU | CHP_Gas_CCGT_Natural | Heat_District | 17.24 |  | EUROSTAT
HU | CHP_Biomass_Solid | Heat_District | 3.566 |  | EUROSTAT
HU | CHP_Oil | Heat_District | 0 |  | EUROSTAT
HU | CHP_Oil | Power | 0 |  | EUROSTAT
IE | HLR_Biomass | Heat_Low_Residential | 2.069 |  |  | HR | 15.754
IE | HLR_Hardcoal | Heat_Low_Residential | 21.028
IE | HLR_Oil_Boiler | Heat_Low_Residential | 59.254
IE | HLI_Biomass | Heat_Low_Industrial | 1.187
IE | HLI_Hardcoal | Heat_Low_Industrial | 0.033
IE | HLI_Direct_Electric | Heat_Low_Industrial | 0.042
IE | HLI_Oil_Boiler | Heat_Low_Industrial | 1.125
IE | *HLI_Gas_Boiler | Heat_Low_Industrial | 1.878
IE | *HLI_Convert_DH | Heat_Low_Industrial | 0
IE | HMI_Biomass | Heat_Medium_Industrial | 4.331
IE | HMI_HardCoal | Heat_Medium_Industrial | 1.094
IE | HMI_Steam_Electric | Heat_Medium_Industrial | 0.285
IE | HMI_Oil | Heat_Medium_Industrial | 9.527
IE | *HHI_BF_BOF | Heat_High_Industrial | 1.774
IE | HHI_Bio_BF_BOF | Heat_High_Industrial | 0.117
IE | HHI_Scrap_EAF | Heat_High_Industrial | 0
IE | HHI_DRI_EAF | Heat_High_Industrial | 8.902
IE | P_Gas_CCGT | Power | 42.812
IE | P_Gas_Engines | Power | 0.08
IE | P_Gas_OCGT | Power | 7.49
IE | P_Biomass | Power | 2.905
IE | P_Coal_Hardcoal | Power | 13.784
IE | P_Oil | Power | 0.402
IE | HLR_Heatpump_Aerial | Heat_Low_Residential | 1.442
IE | HLR_Heatpump_Ground | Heat_Low_Residential | 0.076
IE | HLR_Direct_Electric | Heat_Low_Residential | 5.765
IE | CHP_Coal_Hardcoal | Power | 0.192 |  | EUROSTAT
IE | CHP_Gas_CCGT_Natural | Power | 7.218 |  | EUROSTAT
IE | CHP_Biomass_Solid | Power | 0.248 |  | EUROSTAT
IE | CHP_Coal_Hardcoal | Heat_District | 0.29 |  | EUROSTAT
IE | CHP_Gas_CCGT_Natural | Heat_District | 10.936 |  | EUROSTAT
IE | CHP_Biomass_Solid | Heat_District | 0.375 |  | EUROSTAT
IE | CHP_Oil | Heat_District | 0 |  | EUROSTAT
IE | CHP_Oil | Power | 0 |  | EUROSTAT
IT | HLR_Biomass | Heat_Low_Residential | 297.14 |  |  | HU | 22.892
IT | HLR_Hardcoal | Heat_Low_Residential | 3.156
IT | HLR_Oil_Boiler | Heat_Low_Residential | 78.129
IT | HLI_Biomass | Heat_Low_Industrial | 0.87
IT | HLI_Hardcoal | Heat_Low_Industrial | 0.327
IT | HLI_Direct_Electric | Heat_Low_Industrial | 0.536
IT | HLI_Oil_Boiler | Heat_Low_Industrial | 3.423
IT | *HLI_Gas_Boiler | Heat_Low_Industrial | 7.232
IT | *HLI_Convert_DH | Heat_Low_Industrial | 60.231
IT | HMI_Biomass | Heat_Medium_Industrial | 4.648
IT | HMI_HardCoal | Heat_Medium_Industrial | 5.346
IT | HMI_Steam_Electric | Heat_Medium_Industrial | 5.968
IT | HMI_Oil | Heat_Medium_Industrial | 32.71
IT | *HHI_BF_BOF | Heat_High_Industrial | 91.599
IT | HHI_Bio_BF_BOF | Heat_High_Industrial | 2.12
IT | HHI_Scrap_EAF | Heat_High_Industrial | 28.709
IT | HHI_DRI_EAF | Heat_High_Industrial | 108.049
IT | P_Gas_CCGT | Power | 327.9456
IT | P_Gas_Engines | Power | 1.229
IT | P_Gas_OCGT | Power | 39.254
IT | P_Biomass | Power | 60.061
IT | P_Coal_Hardcoal | Power | 108.854
IT | P_Oil | Power | 27.204
IT | HLR_Heatpump_Aerial | Heat_Low_Residential | 113.314
IT | HLR_Heatpump_Ground | Heat_Low_Residential | 5.964
IT | HLR_Direct_Electric | Heat_Low_Residential | 49.945
IT | CHP_Coal_Hardcoal | Power | 2.588 |  | EUROSTAT
IT | CHP_Oil | Power | 12.5 |  | EUROSTAT
IT | CHP_Gas_CCGT_Natural | Power | 94.301 |  | EUROSTAT
IT | CHP_Biomass_Solid | Power | 23.002 |  | EUROSTAT
IT | CHP_Coal_Hardcoal | Heat_District | 3.887 |  | EUROSTAT
IT | CHP_Oil | Heat_District | 18.774 |  | EUROSTAT
IT | CHP_Gas_CCGT_Natural | Heat_District | 141.628 |  | EUROSTAT
IT | CHP_Biomass_Solid | Heat_District | 34.546 |  | EUROSTAT
LT | HLR_Biomass | Heat_Low_Residential | 25.738 |  |  | IT | 198.835
LT | HLR_Hardcoal | Heat_Low_Residential | 5.086
LT | HLR_Oil_Boiler | Heat_Low_Residential | 0.923
LT | HLI_Biomass | Heat_Low_Industrial | 0.277
LT | HLI_Hardcoal | Heat_Low_Industrial | 0.114
LT | HLI_Direct_Electric | Heat_Low_Industrial | 0.012
LT | HLI_Oil_Boiler | Heat_Low_Industrial | 0.131
LT | *HLI_Gas_Boiler | Heat_Low_Industrial | 0.487
LT | *HLI_Convert_DH | Heat_Low_Industrial | 6.393
LT | HMI_Biomass | Heat_Medium_Industrial | 2.343
LT | HMI_HardCoal | Heat_Medium_Industrial | 1.273
LT | HMI_Steam_Electric | Heat_Medium_Industrial | 0.091
LT | HMI_Oil | Heat_Medium_Industrial | 0.433
LT | *HHI_BF_BOF | Heat_High_Industrial | 2.382
LT | HHI_Bio_BF_BOF | Heat_High_Industrial | 0.268
LT | HHI_Scrap_EAF | Heat_High_Industrial | 0.002
LT | HHI_DRI_EAF | Heat_High_Industrial | 3.631
LT | P_Gas_CCGT | Power | 0.177
LT | P_Gas_Engines | Power | 0.233
LT | P_Oil | Power | 0.378
LT | HLR_Heatpump_Aerial | Heat_Low_Residential | 0.001
LT | HLR_Heatpump_Ground | Heat_Low_Residential | 0
LT | HLR_Direct_Electric | Heat_Low_Residential | 0.403
LT | CHP_Oil | Power | 0.496 |  | EUROSTAT
LT | CHP_Gas_CCGT_Natural | Power | 0.713 |  | EUROSTAT
LT | CHP_Biomass_Solid | Power | 1.731 |  | EUROSTAT
LT | CHP_Oil | Heat_District | 1.524 |  | EUROSTAT
LT | CHP_Gas_CCGT_Natural | Heat_District | 2.188 |  | EUROSTAT
LT | CHP_Biomass_Solid | Heat_District | 5.314 |  | EUROSTAT
LT | CHP_Coal_Hardcoal | Heat_District | 0 |  | EUROSTAT
LT | CHP_Coal_Hardcoal | Power | 0 |  | EUROSTAT
LU | HLR_Biomass | Heat_Low_Residential | 0.974 |  |  | LT | 9.026
LU | HLR_Hardcoal | Heat_Low_Residential | 0.026
LU | HLR_Oil_Boiler | Heat_Low_Residential | 11.416
LU | HLI_Biomass | Heat_Low_Industrial | 0.04
LU | HLI_Hardcoal | Heat_Low_Industrial | 0.01
LU | HLI_Direct_Electric | Heat_Low_Industrial | 0.02
LU | HLI_Oil_Boiler | Heat_Low_Industrial | 0.023
LU | *HLI_Gas_Boiler | Heat_Low_Industrial | 0.043
LU | *HLI_Convert_DH | Heat_Low_Industrial | 0.064
LU | HMI_Biomass | Heat_Medium_Industrial | 0.542
LU | HMI_HardCoal | Heat_Medium_Industrial | 0.682
LU | HMI_Steam_Electric | Heat_Medium_Industrial | 0.229
LU | HMI_Oil | Heat_Medium_Industrial | 0.188
LU | *HHI_BF_BOF | Heat_High_Industrial | 0.908
LU | HHI_Bio_BF_BOF | Heat_High_Industrial | 0.103
LU | HHI_Scrap_EAF | Heat_High_Industrial | 3.677
LU | HHI_DRI_EAF | Heat_High_Industrial | 5.103
LU | P_Biomass | Power | 0.818
LU | HLR_Heatpump_Aerial | Heat_Low_Residential | 0.063
LU | HLR_Heatpump_Ground | Heat_Low_Residential | 0.003
LU | HLR_Direct_Electric | Heat_Low_Residential | 0.956
LU | CHP_Gas_CCGT_Natural | Power | 0.631 |  | EUROSTAT
LU | CHP_Biomass_Solid | Power | 0.686 |  | EUROSTAT
LU | CHP_Gas_CCGT_Natural | Heat_District | 1.397 |  | EUROSTAT
LU | CHP_Biomass_Solid | Heat_District | 1.519 |  | EUROSTAT
LU | CHP_Oil | Heat_District | 0 |  | EUROSTAT
LU | CHP_Oil | Power | 0 |  | EUROSTAT
LU | CHP_Coal_Hardcoal | Heat_District | 0 |  | EUROSTAT
LU | CHP_Coal_Hardcoal | Power | 0 |  | EUROSTAT
LV | HLR_Biomass | Heat_Low_Residential | 28.486 |  |  | IE | 11.601
LV | HLR_Hardcoal | Heat_Low_Residential | 1.061
LV | HLR_Oil_Boiler | Heat_Low_Residential | 3.254
LV | HLI_Biomass | Heat_Low_Industrial | 1.044
LV | HLI_Hardcoal | Heat_Low_Industrial | 0.013
LV | HLI_Direct_Electric | Heat_Low_Industrial | 0.006
LV | HLI_Oil_Boiler | Heat_Low_Industrial | 0.088
LV | *HLI_Gas_Boiler | Heat_Low_Industrial | 0.015
LV | *HLI_Convert_DH | Heat_Low_Industrial | 0.047
LV | HMI_Biomass | Heat_Medium_Industrial | 9.153
LV | HMI_HardCoal | Heat_Medium_Industrial | 0.341
LV | HMI_Steam_Electric | Heat_Medium_Industrial | 0.079
LV | HMI_Oil | Heat_Medium_Industrial | 0.909
LV | *HHI_BF_BOF | Heat_High_Industrial | 1.351
LV | HHI_Bio_BF_BOF | Heat_High_Industrial | 0.185
LV | HHI_Scrap_EAF | Heat_High_Industrial | 1.484
LV | HHI_DRI_EAF | Heat_High_Industrial | 2.066
LV | HLR_Heatpump_Aerial | Heat_Low_Residential | 0.001
LV | HLR_Heatpump_Ground | Heat_Low_Residential | 0
LV | HLR_Direct_Electric | Heat_Low_Residential | 0.475
LV | CHP_Coal_Hardcoal | Power | 0.056 |  | EUROSTAT
LV | CHP_Gas_CCGT_Natural | Power | 6.168 |  | EUROSTAT
LV | CHP_Biomass_Solid | Power | 4.838 |  | EUROSTAT
LV | CHP_Coal_Hardcoal | Heat_District | 0.077 |  | EUROSTAT
LV | CHP_Gas_CCGT_Natural | Heat_District | 8.443 |  | EUROSTAT
LV | CHP_Biomass_Solid | Heat_District | 6.622 |  | EUROSTAT
LV | P_Gas_CCGT | Power | 5.448 |  | IEA
NL | HLR_Biomass | Heat_Low_Residential | 13.843 |  |  | LU | 2.916
NL | HLR_Hardcoal | Heat_Low_Residential | 0.979
NL | HLR_Oil_Boiler | Heat_Low_Residential | 11.44
NL | HLI_Biomass | Heat_Low_Industrial | 0.448
NL | HLI_Hardcoal | Heat_Low_Industrial | 0.423
NL | HLI_Direct_Electric | Heat_Low_Industrial | 0.098
NL | HLI_Oil_Boiler | Heat_Low_Industrial | 0.128
NL | *HLI_Gas_Boiler | Heat_Low_Industrial | 10.336
NL | *HLI_Convert_DH | Heat_Low_Industrial | 30.762
NL | HMI_Biomass | Heat_Medium_Industrial | 2.294
NL | HMI_HardCoal | Heat_Medium_Industrial | 2.49
NL | HMI_Steam_Electric | Heat_Medium_Industrial | 1.641
NL | HMI_Oil | Heat_Medium_Industrial | 9.432
NL | *HHI_BF_BOF | Heat_High_Industrial | 46
NL | HHI_Bio_BF_BOF | Heat_High_Industrial | 0.068
NL | HHI_Scrap_EAF | Heat_High_Industrial | 0.828
NL | HHI_DRI_EAF | Heat_High_Industrial | 66.14
NL | P_Gas_CCGT | Power | 109.9998
NL | P_Gas_Engines | Power | 1.51
NL | P_Biomass | Power | 18.281
NL | P_Coal_Hardcoal | Power | 105.841
NL | P_Nuclear | Power | 11.987
NL | HLR_Heatpump_Aerial | Heat_Low_Residential | 6.141
NL | HLR_Heatpump_Ground | Heat_Low_Residential | 0.323
NL | HLR_Direct_Electric | Heat_Low_Residential | 7.365
NL | CHP_Coal_Hardcoal | Power | 3.232 |  | EUROSTAT
NL | CHP_Oil | Power | 4.461 |  | EUROSTAT
NL | CHP_Gas_CCGT_Natural | Power | 90.465 |  | EUROSTAT
NL | CHP_Biomass_Solid | Power | 9.873 |  | EUROSTAT
NL | CHP_Coal_Hardcoal | Heat_District | 5.004 |  | EUROSTAT
NL | CHP_Oil | Heat_District | 6.905 |  | EUROSTAT
NL | CHP_Gas_CCGT_Natural | Heat_District | 140.044 |  | EUROSTAT
NL | CHP_Biomass_Solid | Heat_District | 15.284 |  | EUROSTAT
NL | P_Gas_OCGT | Power | 5
NO | HLR_Biomass | Heat_Low_Residential | 30.174 |  |  | LV | 15.142
NO | HLR_Hardcoal | Heat_Low_Residential | 0
NO | HLR_Oil_Boiler | Heat_Low_Residential | 2.6925
NO | HLI_Biomass | Heat_Low_Industrial | 15.1
NO | HLI_Hardcoal | Heat_Low_Industrial | 0
NO | HLI_Direct_Electric | Heat_Low_Industrial | 27.36
NO | HLI_Oil_Boiler | Heat_Low_Industrial | 13.68
NO | HLI_Gas_Boiler | Heat_Low_Industrial | 12.58
NO | *HLI_Convert_DH | Heat_Low_Industrial | 0.603
NO | HMI_Biomass | Heat_Medium_Industrial | 8.991
NO | HMI_HardCoal | Heat_Medium_Industrial | 1.367
NO | HMI_Steam_Electric | Heat_Medium_Industrial | 0.2
NO | HMI_Oil | Heat_Medium_Industrial | 9.455
NO | *HHI_BF_BOF | Heat_High_Industrial | 17.766
NO | HHI_Bio_BF_BOF | Heat_High_Industrial | 1.435
NO | HHI_Scrap_EAF | Heat_High_Industrial | 3.669
NO | HHI_DRI_EAF | Heat_High_Industrial | 4.293
NO | CHP_Gas_CCGT_Natural | Power | 8.375
NO | P_Gas_OCGT | Power | 3.395
NO | CHP_Biomass_Solid | Power | 0.856
NO | HLR_Heatpump_Aerial | Heat_Low_Residential | 15.367
NO | HLR_Heatpump_Ground | Heat_Low_Residential | 0.809
NO | HLR_Direct_Electric | Heat_Low_Residential | 133.584
NONEU_Balkan | P_Coal_Lignite | Power | 172.494
NONEU_Balkan | HLR_Heatpump_Aerial | Heat_Low_Residential | 0.001
NONEU_Balkan | HLR_Heatpump_Ground | Heat_Low_Residential | 0
NONEU_Balkan | P_Coal_Lignite | Power | 172.494
NONEU_Balkan | P_Gas | Power | 0.659
NONEU_Balkan | HLR_Hardcoal | Heat_Low_Residential | 13.534
NONEU_Balkan | HLR_Oil_Boiler | Heat_Low_Residential | 15.19
NONEU_Balkan | HLR_Biomass | Heat_Low_Residential | 69.276
NONEU_Balkan | HHI_DRI_EAF | Heat_High_Industrial | 1.36
NONEU_Balkan | HHI_Scrap_EAF | Heat_High_Industrial | 0.018
NONEU_Balkan | HLI_Biomass | Heat_Low_Industrial | 1.812
NONEU_Balkan | HLI_Direct_Electric | Heat_Low_Industrial | 0.341
NONEU_Balkan | HLI_Hardcoal | Heat_Low_Industrial | 0.255
NONEU_Balkan | HLI_Lignite | Heat_Low_Industrial | 0.997
NONEU_Balkan | HLI_Oil_Boiler | Heat_Low_Industrial | 3.595
NONEU_Balkan | HMI_Biomass | Heat_Medium_Industrial | 1.978
NONEU_Balkan | HMI_HardCoal | Heat_Medium_Industrial | 2.624
NONEU_Balkan | HMI_Oil | Heat_Medium_Industrial | 7.658
NONEU_Balkan | HMI_Steam_Electric | Heat_Medium_Industrial | 0.418
PL | HLR_Biomass | Heat_Low_Residential | 90.223 |  |  | NL | 167.237
PL | HLR_Hardcoal | Heat_Low_Residential | 326.254
PL | HLR_Oil_Boiler | Heat_Low_Residential | 22.446
PL | HLI_Biomass | Heat_Low_Industrial | 2.737
PL | HLI_Hardcoal | Heat_Low_Industrial | 14.157
PL | HLI_Direct_Electric | Heat_Low_Industrial | 0.313
PL | HLI_Oil_Boiler | Heat_Low_Industrial | 2.464
PL | *HLI_Gas_Boiler | Heat_Low_Industrial | 12.039
PL | *HLI_Convert_DH | Heat_Low_Industrial | 20.045
PL | HMI_Biomass | Heat_Medium_Industrial | 35.697
PL | HMI_HardCoal | Heat_Medium_Industrial | 37.768
PL | HMI_Steam_Electric | Heat_Medium_Industrial | 2.051
PL | HMI_Oil | Heat_Medium_Industrial | 14.977
PL | *HHI_BF_BOF | Heat_High_Industrial | 93.401
PL | HHI_Bio_BF_BOF | Heat_High_Industrial | 0.724
PL | HHI_Scrap_EAF | Heat_High_Industrial | 9.024
PL | HHI_DRI_EAF | Heat_High_Industrial | 56.753
PL | P_Biomass | Power | 18.262
PL | P_Coal_Hardcoal | Power | 218.844
PL | P_Coal_Lignite | Power | 177.114
PL | HLR_Heatpump_Aerial | Heat_Low_Residential | 0.409
PL | HLR_Heatpump_Ground | Heat_Low_Residential | 0.022
PL | HLR_Direct_Electric | Heat_Low_Residential | 9.601
PL | CHP_Coal_Hardcoal | Power | 68.934 |  | EUROSTAT
PL | CHP_Oil | Power | 7.267 |  | EUROSTAT
PL | CHP_Gas_CCGT_Natural | Power | 12.769 |  | EUROSTAT
PL | CHP_Biomass_Solid | Power | 13.392 |  | EUROSTAT
PL | CHP_Coal_Hardcoal | Heat_District | 164.052 |  | EUROSTAT
PL | CHP_Oil | Heat_District | 17.295 |  | EUROSTAT
PL | CHP_Gas_CCGT_Natural | Heat_District | 30.389 |  | EUROSTAT
PL | CHP_Biomass_Solid | Heat_District | 31.872 |  | EUROSTAT
PT | HLR_Biomass | Heat_Low_Residential | 21.96 |  |  | NO | 0
PT | HLR_Hardcoal | Heat_Low_Residential | 0.087
PT | HLR_Oil_Boiler | Heat_Low_Residential | 10.823
PT | HLI_Biomass | Heat_Low_Industrial | 1.303
PT | HLI_Hardcoal | Heat_Low_Industrial | 0.001
PT | HLI_Direct_Electric | Heat_Low_Industrial | 0.014
PT | HLI_Oil_Boiler | Heat_Low_Industrial | 1.054
PT | *HLI_Gas_Boiler | Heat_Low_Industrial | 0
PT | *HLI_Convert_DH | Heat_Low_Industrial | 7.101
PT | HMI_Biomass | Heat_Medium_Industrial | 30.54
PT | HMI_HardCoal | Heat_Medium_Industrial | 0.05
PT | HMI_Steam_Electric | Heat_Medium_Industrial | 0.308
PT | HMI_Oil | Heat_Medium_Industrial | 5.896
PT | *HHI_BF_BOF | Heat_High_Industrial | 0.544
PT | HHI_Bio_BF_BOF | Heat_High_Industrial | 3.798
PT | HHI_Scrap_EAF | Heat_High_Industrial | 3.292
PT | HHI_DRI_EAF | Heat_High_Industrial | 16.387
PT | P_Gas_CCGT | Power | 46.0062
PT | P_Biomass | Power | 9.493
PT | P_Coal_Hardcoal | Power | 43.857
PT | HLR_Heatpump_Aerial | Heat_Low_Residential | 0.001
PT | HLR_Heatpump_Ground | Heat_Low_Residential | 0
PT | HLR_Direct_Electric | Heat_Low_Residential | 7.004
PT | CHP_Oil | Power | 1.56 |  | EUROSTAT
PT | CHP_Gas_CCGT_Natural | Power | 10.197 |  | EUROSTAT
PT | CHP_Biomass_Solid | Power | 10.234 |  | EUROSTAT
PT | CHP_Oil | Heat_District | 4.207 |  | EUROSTAT
PT | CHP_Gas_CCGT_Natural | Heat_District | 27.489 |  | EUROSTAT
PT | CHP_Biomass_Solid | Heat_District | 27.59 |  | EUROSTAT
PT | CHP_Coal_Hardcoal | Heat_District | 0 |  | EUROSTAT
PT | CHP_Coal_Hardcoal | Power | 0 |  | EUROSTAT
PT | P_Oil | Power | 2.479 |  | IEA
RO | HLR_Biomass | Heat_Low_Residential | 141.585 |  |  | PL | 243.608
RO | HLR_Hardcoal | Heat_Low_Residential | 2.297
RO | HLR_Oil_Boiler | Heat_Low_Residential | 11.797
RO | HLI_Biomass | Heat_Low_Industrial | 1.013
RO | HLI_Hardcoal | Heat_Low_Industrial | 0.318
RO | HLI_Direct_Electric | Heat_Low_Industrial | 0.036
RO | HLI_Oil_Boiler | Heat_Low_Industrial | 0.456
RO | *HLI_Gas_Boiler | Heat_Low_Industrial | 0.823
RO | *HLI_Convert_DH | Heat_Low_Industrial | 6.662
RO | HMI_Biomass | Heat_Medium_Industrial | 5.65
RO | HMI_HardCoal | Heat_Medium_Industrial | 2.128
RO | HMI_Steam_Electric | Heat_Medium_Industrial | 0.528
RO | HMI_Oil | Heat_Medium_Industrial | 4.505
RO | *HHI_BF_BOF | Heat_High_Industrial | 21.125
RO | HHI_Bio_BF_BOF | Heat_High_Industrial | 1.657
RO | HHI_Scrap_EAF | Heat_High_Industrial | 3.031
RO | HHI_DRI_EAF | Heat_High_Industrial | 45.387
RO | P_Gas_CCGT | Power | 21.089
RO | P_Gas_Engines | Power | 4.604
RO | P_Biomass | Power | 1.215
RO | P_Nuclear | Power | 38.031
RO | P_Coal_Lignite | Power | 52.04
RO | HLR_Heatpump_Aerial | Heat_Low_Residential | 0.001
RO | HLR_Heatpump_Ground | Heat_Low_Residential | 0
RO | HLR_Direct_Electric | Heat_Low_Residential | 3.015
RO | CHP_Coal_Lignite | Power | 4.552 |  | EUROSTAT
RO | CHP_Oil | Power | 0.592 |  | EUROSTAT
RO | CHP_Gas_CCGT_Natural | Power | 13.107 |  | EUROSTAT
RO | CHP_Biomass_Solid | Power | 1.098 |  | EUROSTAT
RO | CHP_Coal_Lignite | Heat_District | 9.893 |  | EUROSTAT
RO | CHP_Oil | Heat_District | 1.286 |  | EUROSTAT
RO | CHP_Gas_CCGT_Natural | Heat_District | 28.485 |  | EUROSTAT
RO | CHP_Biomass_Solid | Heat_District | 2.387 |  | EUROSTAT
SE | HLR_Biomass | Heat_Low_Residential | 47.071 |  |  | SI | 11.058
SE | HLR_Hardcoal | Heat_Low_Residential | 4.222
SE | HLR_Oil_Boiler | Heat_Low_Residential | 19.209
SE | HLI_Biomass | Heat_Low_Industrial | 2.468
SE | HLI_Hardcoal | Heat_Low_Industrial | 0.114
SE | HLI_Direct_Electric | Heat_Low_Industrial | 0.014
SE | HLI_Oil_Boiler | Heat_Low_Industrial | 0.588
SE | *HLI_Gas_Boiler | Heat_Low_Industrial | 0
SE | *HLI_Convert_DH | Heat_Low_Industrial | 9.833
SE | HMI_Biomass | Heat_Medium_Industrial | 124.405
SE | HMI_HardCoal | Heat_Medium_Industrial | 9.248
SE | HMI_Steam_Electric | Heat_Medium_Industrial | 0.82
SE | HMI_Oil | Heat_Medium_Industrial | 17.117
SE | *HHI_BF_BOF | Heat_High_Industrial | 20.693
SE | HHI_Bio_BF_BOF | Heat_High_Industrial | 1.189
SE | HHI_Scrap_EAF | Heat_High_Industrial | 2.89
SE | HHI_DRI_EAF | Heat_High_Industrial | 3.472
SE | P_Coal_Hardcoal | Power | 0.507
SE | P_Coal_Hardcoal | Power | 0.507
SE | P_Oil | Power | 0.698
SE | P_Oil | Power | 0.698
SE | P_Nuclear | Power | 233.788
SE | P_Nuclear | Power | 233.788
SE | HLR_Heatpump_Aerial | Heat_Low_Residential | 54.973
SE | HLR_Heatpump_Ground | Heat_Low_Residential | 2.893
SE | HLR_Direct_Electric | Heat_Low_Residential | 65.338
SE | CHP_Coal_Hardcoal | Power | 3.377 |  | EUROSTAT
SE | CHP_Oil | Power | 0.166 |  | EUROSTAT
SE | CHP_Gas_CCGT_Natural | Power | 1.423 |  | EUROSTAT
SE | CHP_Biomass_Solid | Power | 19.1 |  | EUROSTAT
SE | CHP_Coal_Hardcoal | Heat_District | 9.349 |  | EUROSTAT
SE | CHP_Oil | Heat_District | 0.458 |  | EUROSTAT
SE | CHP_Gas_CCGT_Natural | Heat_District | 3.938 |  | EUROSTAT
SE | CHP_Biomass_Solid | Heat_District | 52.871 |  | EUROSTAT
SI | HLR_Biomass | Heat_Low_Residential | 14.809 |  |  | RO | 42.051
SI | HLR_Hardcoal | Heat_Low_Residential | 0.085
SI | HLR_Oil_Boiler | Heat_Low_Residential | 9.709
SI | HLI_Biomass | Heat_Low_Industrial | 0.117
SI | HLI_Hardcoal | Heat_Low_Industrial | 0.012
SI | HLI_Direct_Electric | Heat_Low_Industrial | 0.015
SI | HLI_Oil_Boiler | Heat_Low_Industrial | 0.063
SI | *HLI_Gas_Boiler | Heat_Low_Industrial | 0.144
SI | *HLI_Convert_DH | Heat_Low_Industrial | 1.456
SI | HMI_Biomass | Heat_Medium_Industrial | 1.18
SI | HMI_HardCoal | Heat_Medium_Industrial | 0.776
SI | HMI_Steam_Electric | Heat_Medium_Industrial | 0.082
SI | HMI_Oil | Heat_Medium_Industrial | 1.425
SI | *HHI_BF_BOF | Heat_High_Industrial | 0.905
SI | HHI_Bio_BF_BOF | Heat_High_Industrial | 0.327
SI | HHI_Scrap_EAF | Heat_High_Industrial | 1.276
SI | HHI_DRI_EAF | Heat_High_Industrial | 6.406
SI | P_Gas_OCGT | Power | 0.916
SI | P_Biomass | Power | 0.772
SI | P_Nuclear | Power | 19.701
SI | P_Coal_Lignite | Power | 15.19
SI | HLR_Heatpump_Aerial | Heat_Low_Residential | 0.001
SI | HLR_Heatpump_Ground | Heat_Low_Residential | 0
SI | HLR_Direct_Electric | Heat_Low_Residential | 1.7
SI | CHP_Coal_Hardcoal | Power | 2.254 |  | EUROSTAT
SI | CHP_Oil | Power | 0.015 |  | EUROSTAT
SI | CHP_Gas_CCGT_Natural | Power | 1.391 |  | EUROSTAT
SI | CHP_Biomass_Solid | Power | 0.915 |  | EUROSTAT
SI | CHP_Coal_Hardcoal | Heat_District | 5.45 |  | EUROSTAT
SI | CHP_Oil | Heat_District | 0.035 |  | EUROSTAT
SI | CHP_Gas_CCGT_Natural | Heat_District | 3.362 |  | EUROSTAT
SI | CHP_Biomass_Solid | Heat_District | 2.211 |  | EUROSTAT
SK | HLR_Biomass | Heat_Low_Residential | 1.931 |  |  | PT | 59.286
SK | HLR_Hardcoal | Heat_Low_Residential | 6.757
SK | HLR_Oil_Boiler | Heat_Low_Residential | 0.928
SK | HLI_Biomass | Heat_Low_Industrial | 0.425
SK | HLI_Hardcoal | Heat_Low_Industrial | 0.351
SK | HLI_Direct_Electric | Heat_Low_Industrial | 0
SK | HLI_Oil_Boiler | Heat_Low_Industrial | 0.087
SK | *HLI_Gas_Boiler | Heat_Low_Industrial | 0
SK | *HLI_Convert_DH | Heat_Low_Industrial | 3.225
SK | HMI_Biomass | Heat_Medium_Industrial | 9.291
SK | HMI_HardCoal | Heat_Medium_Industrial | 1.459
SK | HMI_Steam_Electric | Heat_Medium_Industrial | 0.111
SK | HMI_Oil | Heat_Medium_Industrial | 3.407
SK | *HHI_BF_BOF | Heat_High_Industrial | 43.02
SK | HHI_Bio_BF_BOF | Heat_High_Industrial | 0.224
SK | HHI_Scrap_EAF | Heat_High_Industrial | 1.797
SK | HHI_DRI_EAF | Heat_High_Industrial | 11.668
SK | P_Gas_CCGT | Power | 2.926
SK | P_Gas_OCGT | Power | 0.561
SK | P_Biomass | Power | 4.564
SK | P_Biomass | Power | 4.564
SK | P_Coal_Hardcoal | Power | 2.787
SK | P_Coal_Hardcoal | Power | 2.787
SK | P_Nuclear | Power | 50.622
SK | P_Nuclear | Power | 50.622
SK | P_Coal_Lignite | Power | 0
SK | P_Coal_Lignite | Power | 5.071
SK | HLR_Heatpump_Aerial | Heat_Low_Residential | 0.001
SK | HLR_Heatpump_Ground | Heat_Low_Residential | 0
SK | HLR_Direct_Electric | Heat_Low_Residential | 3.503
SK | CHP_Coal_Hardcoal | Power | 2.306 |  | EUROSTAT
SK | CHP_Oil | Power | 1.525 |  | EUROSTAT
SK | CHP_Gas_CCGT_Natural | Power | 2.993 |  | EUROSTAT
SK | CHP_Biomass_Solid | Power | 3.383 |  | EUROSTAT
SK | CHP_Coal_Hardcoal | Heat_District | 6.833 |  | EUROSTAT
SK | CHP_Oil | Heat_District | 4.519 |  | EUROSTAT
SK | CHP_Gas_CCGT_Natural | Heat_District | 8.868 |  | EUROSTAT
SK | CHP_Biomass_Solid | Heat_District | 10.026 |  | EUROSTAT
TR | P_Coal_Hardcoal | Power | 244.08
TR | P_Coal_Lignite | Power | 162.36
TR | P_Oil | Power | 1.184
TR | P_Gas_CCGT | Power | 332.939
UK | HLR_Biomass | Heat_Low_Residential | 17.008 |  |  | TR | 0
UK | HLR_Hardcoal | Heat_Low_Residential | 35.349
UK | HLR_Oil_Boiler | Heat_Low_Residential | 139.693
UK | HLI_Biomass | Heat_Low_Industrial | 0.871
UK | HLI_Hardcoal | Heat_Low_Industrial | 0.411
UK | HLI_Direct_Electric | Heat_Low_Industrial | 0.008
UK | HLI_Oil_Boiler | Heat_Low_Industrial | 1.991
UK | *HLI_Gas_Boiler | Heat_Low_Industrial | 3.729
UK | *HLI_Convert_DH | Heat_Low_Industrial | 18.998
UK | HMI_Biomass | Heat_Medium_Industrial | 9.324
UK | HMI_HardCoal | Heat_Medium_Industrial | 12.952
UK | HMI_Steam_Electric | Heat_Medium_Industrial | 2.474
UK | HMI_Oil | Heat_Medium_Industrial | 88.772
UK | *HHI_BF_BOF | Heat_High_Industrial | 74.942
UK | HHI_Bio_BF_BOF | Heat_High_Industrial | 0
UK | HHI_Scrap_EAF | Heat_High_Industrial | 3.728
UK | HHI_DRI_EAF | Heat_High_Industrial | 69.821
UK | P_Gas_CCGT | Power | 378.688
UK | P_Gas_Engines | Power | 3.541
UK | P_Gas_OCGT | Power | 11.715
UK | P_Biomass | Power | 105.007 | 29.1686
UK | P_Coal_Hardcoal | Power | 53.071
UK | P_Oil | Power | 2.933
UK | P_Nuclear | Power | 234.23
UK | HLR_Heatpump_Aerial | Heat_Low_Residential | 3.163
UK | HLR_Heatpump_Ground | Heat_Low_Residential | 0.166
UK | HLR_Direct_Electric | Heat_Low_Residential | 100.793
UK | CHP_Coal_Hardcoal | Power | 1.749 |  | EUROSTAT
UK | CHP_Oil | Power | 8.983 |  | EUROSTAT
UK | CHP_Gas_CCGT_Natural | Power | 58.68 |  | EUROSTAT
UK | CHP_Biomass_Solid | Power | 7.844 |  | EUROSTAT
UK | CHP_Coal_Hardcoal | Heat_District | 2.961 |  | EUROSTAT
UK | CHP_Oil | Heat_District | 15.211 |  | EUROSTAT
UK | CHP_Gas_CCGT_Natural | Heat_District | 99.367 |  | EUROSTAT
UK | CHP_Biomass_Solid | Heat_District | 13.283 |  | EUROSTAT
SE | P_Gas_CCGT | Power | 0.1
PL | P_Gas_CCGT | Power | 18.42
PL | P_Gas_OCGT | Power | 2.96
BG | P_Gas_CCGT | Power | 2.192
[8 empty] | BG | P_Gas_CCGT | 0.102
[8 empty] | LV | P_Gas_CCGT | 1.024
[8 empty] | PL | P_Gas_CCGT | 0.7413
[8 empty] | SE | P_Gas_CCGT | 1.488
[8 empty] | TR | P_Gas_CCGT | 23.5459

## Par_BaseYearProduction
BaseYearProduction{t in TECHNOLOGY, f in FUEL}
Describes how much of a fuel has to be produced by specific technologies in the base year across all regions.
Unit: PJ
Technology | Fuel | Value
P_oil | Power | 102.8345

## Par_ModalSplitByFuel
ModalSplitByFuelAndModalType(r in REGION, f in FUEL, y in YEAR, md in MODALTYPE)
Describes the distribution of technologies within a specific modal type.
Unit: Fraction
Region | Fuel | Year | MT_PSNG_ROAD | MT_PSNG_RAIL | MT_PSNG_AIR | MT_FRT_ROAD | MT_FRT_RAIL | MT_FRT_SHIP | MT_PSNG_ROAD_RE | MT_PSNG_RAIL_RE | MT_PSNG_AIR_RE | MT_FRT_ROAD_RE | MT_FRT_RAIL_RE | MT_FRT_SHIP_RE | MT_PSNG_ROAD_CONV | MT_PSNG_RAIL_CONV | MT_PSNG_AIR_CONV | MT_FRT_ROAD_CONV | MT_FRT_RAIL_CONV | MT_FRT_SHIP_CONV
AT | Mobility_Freight | 2018 | 0 | 0 | 0 | 0.66 | 0.31 | 0.02 | 0 | 0 | 0 | 0 | 0.22 | 0 | 0 | 0 | 0 | 0.64 | 0.09 | 0.02
AT | Mobility_Freight | 2020 | 0 | 0 | 0 | 0.65 | 0.31 | 0.02 | 0 | 0 | 0 | 0 | 0.21 | 0 | 0 | 0 | 0 | 0.61 | 0.07 | 0.02
AT | Mobility_Freight | 2025 | 0 | 0 | 0 | 0.64 | 0.3 | 0.02 | 0 | 0 | 0 | 0 | 0.21 | 0 | 0 | 0 | 0 | 0.48 | 0 | 0.01
AT | Mobility_Freight | 2030 | 0 | 0 | 0 | 0.61 | 0.29 | 0.01 | 0 | 0 | 0 | 0 | 0.2 | 0 | 0 | 0 | 0 | 0.3 | 0 | 0
AT | Mobility_Freight | 2035 | 0 | 0 | 0 | 0.6 | 0.28 | 0.01 | 0 | 0 | 0 | 0 | 0.19 | 0 | 0 | 0 | 0 | 0.03 | 0 | 0
AT | Mobility_Freight | 2040 | 0 | 0 | 0 | 0.57 | 0.27 | 0.01 | 0 | 0 | 0 | 0 | 0.19 | 0 | 0 | 0 | 0 | 0 | 0 | 0
AT | Mobility_Freight | 2045 | 0 | 0 | 0 | 0.55 | 0.26 | 0.01 | 0 | 0 | 0 | 0 | 0.18 | 0 | 0 | 0 | 0 | 0 | 0 | 0
AT | Mobility_Freight | 2050 | 0 | 0 | 0 | 0.53 | 0.25 | 0.01 | 0 | 0 | 0 | 0 | 0.17 | 0 | 0 | 0 | 0 | 0 | 0 | 0
BE | Mobility_Freight | 2018 | 0 | 0 | 0 | 0.73 | 0.1 | 0.16 | 0 | 0 | 0 | 0 | 0.07 | 0 | 0 | 0 | 0 | 0.7 | 0.03 | 0.16
BE | Mobility_Freight | 2020 | 0 | 0 | 0 | 0.72 | 0.1 | 0.16 | 0 | 0 | 0 | 0 | 0.07 | 0 | 0 | 0 | 0 | 0.67 | 0.02 | 0.15
BE | Mobility_Freight | 2025 | 0 | 0 | 0 | 0.7 | 0.1 | 0.15 | 0 | 0 | 0 | 0 | 0.07 | 0 | 0 | 0 | 0 | 0.52 | 0 | 0.12
BE | Mobility_Freight | 2030 | 0 | 0 | 0 | 0.68 | 0.09 | 0.15 | 0 | 0 | 0 | 0 | 0.06 | 0 | 0 | 0 | 0 | 0.34 | 0 | 0.06
BE | Mobility_Freight | 2035 | 0 | 0 | 0 | 0.66 | 0.09 | 0.14 | 0 | 0 | 0 | 0 | 0.06 | 0 | 0 | 0 | 0 | 0.03 | 0 | 0.02
BE | Mobility_Freight | 2040 | 0 | 0 | 0 | 0.63 | 0.09 | 0.14 | 0 | 0 | 0 | 0 | 0.06 | 0 | 0 | 0 | 0 | 0 | 0 | 0
BE | Mobility_Freight | 2045 | 0 | 0 | 0 | 0.61 | 0.08 | 0.13 | 0 | 0 | 0 | 0 | 0.06 | 0 | 0 | 0 | 0 | 0 | 0 | 0
BE | Mobility_Freight | 2050 | 0 | 0 | 0 | 0.58 | 0.08 | 0.13 | 0 | 0 | 0 | 0 | 0.05 | 0 | 0 | 0 | 0 | 0 | 0 | 0
BG | Mobility_Freight | 2018 | 0 | 0 | 0 | 0.56 | 0.19 | 0.24 | 0 | 0 | 0 | 0 | 0.13 | 0 | 0 | 0 | 0 | 0.54 | 0.05 | 0.24
BG | Mobility_Freight | 2020 | 0 | 0 | 0 | 0.55 | 0.19 | 0.24 | 0 | 0 | 0 | 0 | 0.13 | 0 | 0 | 0 | 0 | 0.52 | 0.04 | 0.23
BG | Mobility_Freight | 2025 | 0 | 0 | 0 | 0.54 | 0.18 | 0.23 | 0 | 0 | 0 | 0 | 0.13 | 0 | 0 | 0 | 0 | 0.4 | 0 | 0.18
BG | Mobility_Freight | 2030 | 0 | 0 | 0 | 0.52 | 0.17 | 0.22 | 0 | 0 | 0 | 0 | 0.12 | 0 | 0 | 0 | 0 | 0.26 | 0 | 0.09
BG | Mobility_Freight | 2035 | 0 | 0 | 0 | 0.5 | 0.17 | 0.22 | 0 | 0 | 0 | 0 | 0.12 | 0 | 0 | 0 | 0 | 0.02 | 0 | 0.03
BG | Mobility_Freight | 2040 | 0 | 0 | 0 | 0.48 | 0.16 | 0.21 | 0 | 0 | 0 | 0 | 0.11 | 0 | 0 | 0 | 0 | 0 | 0 | 0
BG | Mobility_Freight | 2045 | 0 | 0 | 0 | 0.47 | 0.16 | 0.2 | 0 | 0 | 0 | 0 | 0.11 | 0 | 0 | 0 | 0 | 0 | 0 | 0
BG | Mobility_Freight | 2050 | 0 | 0 | 0 | 0.44 | 0.15 | 0.19 | 0 | 0 | 0 | 0 | 0.1 | 0 | 0 | 0 | 0 | 0 | 0 | 0
CH | Mobility_Freight | 2018 | 0 | 0 | 0 | 0.65 | 0.34 | 0 | 0 | 0 | 0 | 0 | 0.24 | 0 | 0 | 0 | 0 | 0.63 | 0.1 | 0
CH | Mobility_Freight | 2020 | 0 | 0 | 0 | 0.64 | 0.34 | 0 | 0 | 0 | 0 | 0 | 0.24 | 0 | 0 | 0 | 0 | 0.6 | 0.08 | 0
CH | Mobility_Freight | 2025 | 0 | 0 | 0 | 0.62 | 0.33 | 0 | 0 | 0 | 0 | 0 | 0.23 | 0 | 0 | 0 | 0 | 0.47 | 0 | 0
CH | Mobility_Freight | 2030 | 0 | 0 | 0 | 0.6 | 0.32 | 0 | 0 | 0 | 0 | 0 | 0.22 | 0 | 0 | 0 | 0 | 0.3 | 0 | 0
CH | Mobility_Freight | 2035 | 0 | 0 | 0 | 0.58 | 0.31 | 0 | 0 | 0 | 0 | 0 | 0.22 | 0 | 0 | 0 | 0 | 0.02 | 0 | 0
CH | Mobility_Freight | 2040 | 0 | 0 | 0 | 0.56 | 0.3 | 0 | 0 | 0 | 0 | 0 | 0.21 | 0 | 0 | 0 | 0 | 0 | 0 | 0
CH | Mobility_Freight | 2045 | 0 | 0 | 0 | 0.54 | 0.29 | 0 | 0 | 0 | 0 | 0 | 0.2 | 0 | 0 | 0 | 0 | 0 | 0 | 0
CH | Mobility_Freight | 2050 | 0 | 0 | 0 | 0.52 | 0.27 | 0 | 0 | 0 | 0 | 0 | 0.19 | 0 | 0 | 0 | 0 | 0 | 0 | 0
CZ | Mobility_Freight | 2018 | 0 | 0 | 0 | 0.72 | 0.27 | 0 | 0 | 0 | 0 | 0 | 0.19 | 0 | 0 | 0 | 0 | 0.7 | 0.08 | 0
CZ | Mobility_Freight | 2020 | 0 | 0 | 0 | 0.71 | 0.27 | 0 | 0 | 0 | 0 | 0 | 0.19 | 0 | 0 | 0 | 0 | 0.66 | 0.06 | 0
CZ | Mobility_Freight | 2025 | 0 | 0 | 0 | 0.69 | 0.26 | 0 | 0 | 0 | 0 | 0 | 0.18 | 0 | 0 | 0 | 0 | 0.52 | 0 | 0
CZ | Mobility_Freight | 2030 | 0 | 0 | 0 | 0.67 | 0.25 | 0 | 0 | 0 | 0 | 0 | 0.17 | 0 | 0 | 0 | 0 | 0.33 | 0 | 0
CZ | Mobility_Freight | 2035 | 0 | 0 | 0 | 0.65 | 0.25 | 0 | 0 | 0 | 0 | 0 | 0.17 | 0 | 0 | 0 | 0 | 0.03 | 0 | 0
CZ | Mobility_Freight | 2040 | 0 | 0 | 0 | 0.62 | 0.24 | 0 | 0 | 0 | 0 | 0 | 0.16 | 0 | 0 | 0 | 0 | 0 | 0 | 0
CZ | Mobility_Freight | 2045 | 0 | 0 | 0 | 0.6 | 0.23 | 0 | 0 | 0 | 0 | 0 | 0.16 | 0 | 0 | 0 | 0 | 0 | 0 | 0
CZ | Mobility_Freight | 2050 | 0 | 0 | 0 | 0.57 | 0.22 | 0 | 0 | 0 | 0 | 0 | 0.15 | 0 | 0 | 0 | 0 | 0 | 0 | 0
DE | Mobility_Freight | 2018 | 0 | 0 | 0 | 0.72 | 0.19 | 0.07 | 0 | 0 | 0 | 0 | 0.13 | 0 | 0 | 0 | 0 | 0.7 | 0.05 | 0.07
DE | Mobility_Freight | 2020 | 0 | 0 | 0 | 0.72 | 0.19 | 0.07 | 0 | 0 | 0 | 0 | 0.13 | 0 | 0 | 0 | 0 | 0.67 | 0.04 | 0.06
DE | Mobility_Freight | 2025 | 0 | 0 | 0 | 0.7 | 0.19 | 0.07 | 0 | 0 | 0 | 0 | 0.13 | 0 | 0 | 0 | 0 | 0.52 | 0 | 0.05
DE | Mobility_Freight | 2030 | 0 | 0 | 0 | 0.67 | 0.18 | 0.06 | 0 | 0 | 0 | 0 | 0.12 | 0 | 0 | 0 | 0 | 0.33 | 0 | 0.02
DE | Mobility_Freight | 2035 | 0 | 0 | 0 | 0.65 | 0.17 | 0.06 | 0 | 0 | 0 | 0 | 0.12 | 0 | 0 | 0 | 0 | 0.03 | 0 | 0.01
DE | Mobility_Freight | 2040 | 0 | 0 | 0 | 0.63 | 0.17 | 0.06 | 0 | 0 | 0 | 0 | 0.12 | 0 | 0 | 0 | 0 | 0 | 0 | 0
DE | Mobility_Freight | 2045 | 0 | 0 | 0 | 0.61 | 0.16 | 0.06 | 0 | 0 | 0 | 0 | 0.11 | 0 | 0 | 0 | 0 | 0 | 0 | 0
DE | Mobility_Freight | 2050 | 0 | 0 | 0 | 0.58 | 0.15 | 0.05 | 0 | 0 | 0 | 0 | 0.11 | 0 | 0 | 0 | 0 | 0 | 0 | 0
DK | Mobility_Freight | 2018 | 0 | 0 | 0 | 0.88 | 0.11 | 0 | 0 | 0 | 0 | 0 | 0.08 | 0 | 0 | 0 | 0 | 0.85 | 0.03 | 0
DK | Mobility_Freight | 2020 | 0 | 0 | 0 | 0.87 | 0.11 | 0 | 0 | 0 | 0 | 0 | 0.08 | 0 | 0 | 0 | 0 | 0.81 | 0.02 | 0
DK | Mobility_Freight | 2025 | 0 | 0 | 0 | 0.85 | 0.11 | 0 | 0 | 0 | 0 | 0 | 0.08 | 0 | 0 | 0 | 0 | 0.63 | 0 | 0
DK | Mobility_Freight | 2030 | 0 | 0 | 0 | 0.81 | 0.11 | 0 | 0 | 0 | 0 | 0 | 0.07 | 0 | 0 | 0 | 0 | 0.4 | 0 | 0
DK | Mobility_Freight | 2035 | 0 | 0 | 0 | 0.79 | 0.1 | 0 | 0 | 0 | 0 | 0 | 0.07 | 0 | 0 | 0 | 0 | 0.03 | 0 | 0
DK | Mobility_Freight | 2040 | 0 | 0 | 0 | 0.76 | 0.1 | 0 | 0 | 0 | 0 | 0 | 0.07 | 0 | 0 | 0 | 0 | 0 | 0 | 0
DK | Mobility_Freight | 2045 | 0 | 0 | 0 | 0.74 | 0.09 | 0 | 0 | 0 | 0 | 0 | 0.06 | 0 | 0 | 0 | 0 | 0 | 0 | 0
DK | Mobility_Freight | 2050 | 0 | 0 | 0 | 0.7 | 0.09 | 0 | 0 | 0 | 0 | 0 | 0.06 | 0 | 0 | 0 | 0 | 0 | 0 | 0
EE | Mobility_Freight | 2018 | 0 | 0 | 0 | 0.53 | 0.46 | 0 | 0 | 0 | 0 | 0 | 0.32 | 0 | 0 | 0 | 0 | 0.52 | 0.13 | 0
EE | Mobility_Freight | 2020 | 0 | 0 | 0 | 0.53 | 0.45 | 0 | 0 | 0 | 0 | 0 | 0.32 | 0 | 0 | 0 | 0 | 0.49 | 0.11 | 0
EE | Mobility_Freight | 2025 | 0 | 0 | 0 | 0.51 | 0.44 | 0 | 0 | 0 | 0 | 0 | 0.31 | 0 | 0 | 0 | 0 | 0.38 | 0 | 0
EE | Mobility_Freight | 2030 | 0 | 0 | 0 | 0.5 | 0.42 | 0 | 0 | 0 | 0 | 0 | 0.3 | 0 | 0 | 0 | 0 | 0.25 | 0 | 0
EE | Mobility_Freight | 2035 | 0 | 0 | 0 | 0.48 | 0.41 | 0 | 0 | 0 | 0 | 0 | 0.29 | 0 | 0 | 0 | 0 | 0.02 | 0 | 0
EE | Mobility_Freight | 2040 | 0 | 0 | 0 | 0.46 | 0.4 | 0 | 0 | 0 | 0 | 0 | 0.28 | 0 | 0 | 0 | 0 | 0 | 0 | 0
EE | Mobility_Freight | 2045 | 0 | 0 | 0 | 0.45 | 0.38 | 0 | 0 | 0 | 0 | 0 | 0.27 | 0 | 0 | 0 | 0 | 0 | 0 | 0
EE | Mobility_Freight | 2050 | 0 | 0 | 0 | 0.43 | 0.36 | 0 | 0 | 0 | 0 | 0 | 0.25 | 0 | 0 | 0 | 0 | 0 | 0 | 0
ES | Mobility_Freight | 2018 | 0 | 0 | 0 | 0.95 | 0.04 | 0 | 0 | 0 | 0 | 0 | 0.03 | 0 | 0 | 0 | 0 | 0.92 | 0.01 | 0
ES | Mobility_Freight | 2020 | 0 | 0 | 0 | 0.94 | 0.04 | 0 | 0 | 0 | 0 | 0 | 0.03 | 0 | 0 | 0 | 0 | 0.87 | 0.01 | 0
ES | Mobility_Freight | 2025 | 0 | 0 | 0 | 0.91 | 0.04 | 0 | 0 | 0 | 0 | 0 | 0.03 | 0 | 0 | 0 | 0 | 0.68 | 0 | 0
ES | Mobility_Freight | 2030 | 0 | 0 | 0 | 0.88 | 0.04 | 0 | 0 | 0 | 0 | 0 | 0.03 | 0 | 0 | 0 | 0 | 0.44 | 0 | 0
ES | Mobility_Freight | 2035 | 0 | 0 | 0 | 0.86 | 0.04 | 0 | 0 | 0 | 0 | 0 | 0.03 | 0 | 0 | 0 | 0 | 0.04 | 0 | 0
ES | Mobility_Freight | 2040 | 0 | 0 | 0 | 0.82 | 0.04 | 0 | 0 | 0 | 0 | 0 | 0.02 | 0 | 0 | 0 | 0 | 0 | 0 | 0
ES | Mobility_Freight | 2045 | 0 | 0 | 0 | 0.79 | 0.04 | 0 | 0 | 0 | 0 | 0 | 0.02 | 0 | 0 | 0 | 0 | 0 | 0 | 0
ES | Mobility_Freight | 2050 | 0 | 0 | 0 | 0.76 | 0.03 | 0 | 0 | 0 | 0 | 0 | 0.02 | 0 | 0 | 0 | 0 | 0 | 0 | 0
FI | Mobility_Freight | 2018 | 0 | 0 | 0 | 0.7 | 0.29 | 0 | 0 | 0 | 0 | 0 | 0.2 | 0 | 0 | 0 | 0 | 0.68 | 0.08 | 0
FI | Mobility_Freight | 2020 | 0 | 0 | 0 | 0.7 | 0.28 | 0 | 0 | 0 | 0 | 0 | 0.2 | 0 | 0 | 0 | 0 | 0.65 | 0.06 | 0
FI | Mobility_Freight | 2025 | 0 | 0 | 0 | 0.68 | 0.27 | 0 | 0 | 0 | 0 | 0 | 0.19 | 0 | 0 | 0 | 0 | 0.51 | 0 | 0
FI | Mobility_Freight | 2030 | 0 | 0 | 0 | 0.65 | 0.26 | 0 | 0 | 0 | 0 | 0 | 0.18 | 0 | 0 | 0 | 0 | 0.32 | 0 | 0
FI | Mobility_Freight | 2035 | 0 | 0 | 0 | 0.63 | 0.26 | 0 | 0 | 0 | 0 | 0 | 0.18 | 0 | 0 | 0 | 0 | 0.03 | 0 | 0
FI | Mobility_Freight | 2040 | 0 | 0 | 0 | 0.61 | 0.25 | 0 | 0 | 0 | 0 | 0 | 0.17 | 0 | 0 | 0 | 0 | 0 | 0 | 0
FI | Mobility_Freight | 2045 | 0 | 0 | 0 | 0.59 | 0.24 | 0 | 0 | 0 | 0 | 0 | 0.17 | 0 | 0 | 0 | 0 | 0 | 0 | 0
FI | Mobility_Freight | 2050 | 0 | 0 | 0 | 0.56 | 0.23 | 0 | 0 | 0 | 0 | 0 | 0.16 | 0 | 0 | 0 | 0 | 0 | 0 | 0
FR | Mobility_Freight | 2018 | 0 | 0 | 0 | 0.87 | 0.09 | 0.02 | 0 | 0 | 0 | 0 | 0.06 | 0 | 0 | 0 | 0 | 0.85 | 0.02 | 0.02
FR | Mobility_Freight | 2020 | 0 | 0 | 0 | 0.87 | 0.09 | 0.02 | 0 | 0 | 0 | 0 | 0.06 | 0 | 0 | 0 | 0 | 0.81 | 0.02 | 0.02
FR | Mobility_Freight | 2025 | 0 | 0 | 0 | 0.84 | 0.09 | 0.02 | 0 | 0 | 0 | 0 | 0.06 | 0 | 0 | 0 | 0 | 0.63 | 0 | 0.01
FR | Mobility_Freight | 2030 | 0 | 0 | 0 | 0.81 | 0.09 | 0.02 | 0 | 0 | 0 | 0 | 0.06 | 0 | 0 | 0 | 0 | 0.4 | 0 | 0
FR | Mobility_Freight | 2035 | 0 | 0 | 0 | 0.79 | 0.09 | 0.02 | 0 | 0 | 0 | 0 | 0.06 | 0 | 0 | 0 | 0 | 0.03 | 0 | 0
FR | Mobility_Freight | 2040 | 0 | 0 | 0 | 0.76 | 0.08 | 0.01 | 0 | 0 | 0 | 0 | 0.06 | 0 | 0 | 0 | 0 | 0 | 0 | 0
FR | Mobility_Freight | 2045 | 0 | 0 | 0 | 0.73 | 0.08 | 0.01 | 0 | 0 | 0 | 0 | 0.05 | 0 | 0 | 0 | 0 | 0 | 0 | 0
FR | Mobility_Freight | 2050 | 0 | 0 | 0 | 0.7 | 0.07 | 0.01 | 0 | 0 | 0 | 0 | 0.05 | 0 | 0 | 0 | 0 | 0 | 0 | 0
GR | Mobility_Freight | 2018 | 0 | 0 | 0 | 0.97 | 0.02 | 0 | 0 | 0 | 0 | 0 | 0.01 | 0 | 0 | 0 | 0 | 0.94 | 0 | 0
GR | Mobility_Freight | 2020 | 0 | 0 | 0 | 0.97 | 0.02 | 0 | 0 | 0 | 0 | 0 | 0.01 | 0 | 0 | 0 | 0 | 0.9 | 0 | 0
GR | Mobility_Freight | 2025 | 0 | 0 | 0 | 0.94 | 0.02 | 0 | 0 | 0 | 0 | 0 | 0.01 | 0 | 0 | 0 | 0 | 0.7 | 0 | 0
GR | Mobility_Freight | 2030 | 0 | 0 | 0 | 0.91 | 0.01 | 0 | 0 | 0 | 0 | 0 | 0.01 | 0 | 0 | 0 | 0 | 0.45 | 0 | 0
GR | Mobility_Freight | 2035 | 0 | 0 | 0 | 0.88 | 0.01 | 0 | 0 | 0 | 0 | 0 | 0.01 | 0 | 0 | 0 | 0 | 0.04 | 0 | 0
GR | Mobility_Freight | 2040 | 0 | 0 | 0 | 0.85 | 0.01 | 0 | 0 | 0 | 0 | 0 | 0.01 | 0 | 0 | 0 | 0 | 0 | 0 | 0
GR | Mobility_Freight | 2045 | 0 | 0 | 0 | 0.82 | 0.01 | 0 | 0 | 0 | 0 | 0 | 0.01 | 0 | 0 | 0 | 0 | 0 | 0 | 0
GR | Mobility_Freight | 2050 | 0 | 0 | 0 | 0.78 | 0.01 | 0 | 0 | 0 | 0 | 0 | 0.01 | 0 | 0 | 0 | 0 | 0 | 0 | 0
HR | Mobility_Freight | 2018 | 0 | 0 | 0 | 0.73 | 0.21 | 0.05 | 0 | 0 | 0 | 0 | 0.14 | 0 | 0 | 0 | 0 | 0.71 | 0.06 | 0.05
HR | Mobility_Freight | 2020 | 0 | 0 | 0 | 0.73 | 0.21 | 0.05 | 0 | 0 | 0 | 0 | 0.14 | 0 | 0 | 0 | 0 | 0.68 | 0.05 | 0.04
HR | Mobility_Freight | 2025 | 0 | 0 | 0 | 0.71 | 0.2 | 0.05 | 0 | 0 | 0 | 0 | 0.14 | 0 | 0 | 0 | 0 | 0.53 | 0 | 0.04
HR | Mobility_Freight | 2030 | 0 | 0 | 0 | 0.68 | 0.19 | 0.04 | 0 | 0 | 0 | 0 | 0.13 | 0 | 0 | 0 | 0 | 0.34 | 0 | 0.01
HR | Mobility_Freight | 2035 | 0 | 0 | 0 | 0.66 | 0.19 | 0.04 | 0 | 0 | 0 | 0 | 0.13 | 0 | 0 | 0 | 0 | 0.03 | 0 | 0
HR | Mobility_Freight | 2040 | 0 | 0 | 0 | 0.64 | 0.18 | 0.04 | 0 | 0 | 0 | 0 | 0.12 | 0 | 0 | 0 | 0 | 0 | 0 | 0
HR | Mobility_Freight | 2045 | 0 | 0 | 0 | 0.61 | 0.17 | 0.04 | 0 | 0 | 0 | 0 | 0.12 | 0 | 0 | 0 | 0 | 0 | 0 | 0
HR | Mobility_Freight | 2050 | 0 | 0 | 0 | 0.58 | 0.16 | 0.04 | 0 | 0 | 0 | 0 | 0.11 | 0 | 0 | 0 | 0 | 0 | 0 | 0
HU | Mobility_Freight | 2018 | 0 | 0 | 0 | 0.68 | 0.26 | 0.04 | 0 | 0 | 0 | 0 | 0.18 | 0 | 0 | 0 | 0 | 0.66 | 0.08 | 0.04
HU | Mobility_Freight | 2020 | 0 | 0 | 0 | 0.68 | 0.26 | 0.04 | 0 | 0 | 0 | 0 | 0.18 | 0 | 0 | 0 | 0 | 0.63 | 0.06 | 0.03
HU | Mobility_Freight | 2025 | 0 | 0 | 0 | 0.66 | 0.26 | 0.03 | 0 | 0 | 0 | 0 | 0.18 | 0 | 0 | 0 | 0 | 0.49 | 0 | 0.03
HU | Mobility_Freight | 2030 | 0 | 0 | 0 | 0.64 | 0.25 | 0.03 | 0 | 0 | 0 | 0 | 0.17 | 0 | 0 | 0 | 0 | 0.32 | 0 | 0.01
HU | Mobility_Freight | 2035 | 0 | 0 | 0 | 0.62 | 0.24 | 0.03 | 0 | 0 | 0 | 0 | 0.17 | 0 | 0 | 0 | 0 | 0.03 | 0 | 0
HU | Mobility_Freight | 2040 | 0 | 0 | 0 | 0.59 | 0.23 | 0.03 | 0 | 0 | 0 | 0 | 0.16 | 0 | 0 | 0 | 0 | 0 | 0 | 0
HU | Mobility_Freight | 2045 | 0 | 0 | 0 | 0.57 | 0.22 | 0.03 | 0 | 0 | 0 | 0 | 0.15 | 0 | 0 | 0 | 0 | 0 | 0 | 0
HU | Mobility_Freight | 2050 | 0 | 0 | 0 | 0.55 | 0.21 | 0.03 | 0 | 0 | 0 | 0 | 0.15 | 0 | 0 | 0 | 0 | 0 | 0 | 0
IE | Mobility_Freight | 2018 | 0 | 0 | 0 | 0.99 | 0 | 0 | 0 | 0 | 0 | 0 | 0 | 0 | 0 | 0 | 0 | 0.96 | 0 | 0
IE | Mobility_Freight | 2020 | 0 | 0 | 0 | 0.98 | 0 | 0 | 0 | 0 | 0 | 0 | 0 | 0 | 0 | 0 | 0 | 0.91 | 0 | 0
IE | Mobility_Freight | 2025 | 0 | 0 | 0 | 0.95 | 0 | 0 | 0 | 0 | 0 | 0 | 0 | 0 | 0 | 0 | 0 | 0.71 | 0 | 0
IE | Mobility_Freight | 2030 | 0 | 0 | 0 | 0.92 | 0 | 0 | 0 | 0 | 0 | 0 | 0 | 0 | 0 | 0 | 0 | 0.46 | 0 | 0
IE | Mobility_Freight | 2035 | 0 | 0 | 0 | 0.89 | 0 | 0 | 0 | 0 | 0 | 0 | 0 | 0 | 0 | 0 | 0 | 0.04 | 0 | 0
IE | Mobility_Freight | 2040 | 0 | 0 | 0 | 0.86 | 0 | 0 | 0 | 0 | 0 | 0 | 0 | 0 | 0 | 0 | 0 | 0 | 0 | 0
IE | Mobility_Freight | 2045 | 0 | 0 | 0 | 0.83 | 0 | 0 | 0 | 0 | 0 | 0 | 0 | 0 | 0 | 0 | 0 | 0 | 0 | 0
IE | Mobility_Freight | 2050 | 0 | 0 | 0 | 0.79 | 0 | 0 | 0 | 0 | 0 | 0 | 0 | 0 | 0 | 0 | 0 | 0 | 0 | 0
IT | Mobility_Freight | 2018 | 0 | 0 | 0 | 0.86 | 0.13 | 0 | 0 | 0 | 0 | 0 | 0.09 | 0 | 0 | 0 | 0 | 0.84 | 0.03 | 0
IT | Mobility_Freight | 2020 | 0 | 0 | 0 | 0.86 | 0.13 | 0 | 0 | 0 | 0 | 0 | 0.09 | 0 | 0 | 0 | 0 | 0.8 | 0.03 | 0
IT | Mobility_Freight | 2025 | 0 | 0 | 0 | 0.83 | 0.12 | 0 | 0 | 0 | 0 | 0 | 0.08 | 0 | 0 | 0 | 0 | 0.62 | 0 | 0
IT | Mobility_Freight | 2030 | 0 | 0 | 0 | 0.8 | 0.12 | 0 | 0 | 0 | 0 | 0 | 0.08 | 0 | 0 | 0 | 0 | 0.4 | 0 | 0
IT | Mobility_Freight | 2035 | 0 | 0 | 0 | 0.78 | 0.11 | 0 | 0 | 0 | 0 | 0 | 0.08 | 0 | 0 | 0 | 0 | 0.03 | 0 | 0
IT | Mobility_Freight | 2040 | 0 | 0 | 0 | 0.75 | 0.11 | 0 | 0 | 0 | 0 | 0 | 0.08 | 0 | 0 | 0 | 0 | 0 | 0 | 0
IT | Mobility_Freight | 2045 | 0 | 0 | 0 | 0.72 | 0.11 | 0 | 0 | 0 | 0 | 0 | 0.07 | 0 | 0 | 0 | 0 | 0 | 0 | 0
IT | Mobility_Freight | 2050 | 0 | 0 | 0 | 0.69 | 0.1 | 0 | 0 | 0 | 0 | 0 | 0.07 | 0 | 0 | 0 | 0 | 0 | 0 | 0
LT | Mobility_Freight | 2018 | 0 | 0 | 0 | 0.32 | 0.67 | 0 | 0 | 0 | 0 | 0 | 0.47 | 0 | 0 | 0 | 0 | 0.31 | 0.2 | 0
LT | Mobility_Freight | 2020 | 0 | 0 | 0 | 0.31 | 0.67 | 0 | 0 | 0 | 0 | 0 | 0.47 | 0 | 0 | 0 | 0 | 0.29 | 0.16 | 0
LT | Mobility_Freight | 2025 | 0 | 0 | 0 | 0.3 | 0.65 | 0 | 0 | 0 | 0 | 0 | 0.45 | 0 | 0 | 0 | 0 | 0.23 | 0 | 0
LT | Mobility_Freight | 2030 | 0 | 0 | 0 | 0.29 | 0.63 | 0 | 0 | 0 | 0 | 0 | 0.44 | 0 | 0 | 0 | 0 | 0.14 | 0 | 0
LT | Mobility_Freight | 2035 | 0 | 0 | 0 | 0.29 | 0.61 | 0 | 0 | 0 | 0 | 0 | 0.43 | 0 | 0 | 0 | 0 | 0.01 | 0 | 0
LT | Mobility_Freight | 2040 | 0 | 0 | 0 | 0.27 | 0.59 | 0 | 0 | 0 | 0 | 0 | 0.41 | 0 | 0 | 0 | 0 | 0 | 0 | 0
LT | Mobility_Freight | 2045 | 0 | 0 | 0 | 0.26 | 0.57 | 0 | 0 | 0 | 0 | 0 | 0.39 | 0 | 0 | 0 | 0 | 0 | 0 | 0
LT | Mobility_Freight | 2050 | 0 | 0 | 0 | 0.25 | 0.54 | 0 | 0 | 0 | 0 | 0 | 0.38 | 0 | 0 | 0 | 0 | 0 | 0 | 0
LU | Mobility_Freight | 2018 | 0 | 0 | 0 | 0.84 | 0.08 | 0.07 | 0 | 0 | 0 | 0 | 0.05 | 0 | 0 | 0 | 0 | 0.81 | 0.02 | 0.07
LU | Mobility_Freight | 2020 | 0 | 0 | 0 | 0.83 | 0.08 | 0.07 | 0 | 0 | 0 | 0 | 0.05 | 0 | 0 | 0 | 0 | 0.78 | 0.01 | 0.07
LU | Mobility_Freight | 2025 | 0 | 0 | 0 | 0.81 | 0.07 | 0.07 | 0 | 0 | 0 | 0 | 0.05 | 0 | 0 | 0 | 0 | 0.61 | 0 | 0.05
LU | Mobility_Freight | 2030 | 0 | 0 | 0 | 0.78 | 0.07 | 0.06 | 0 | 0 | 0 | 0 | 0.05 | 0 | 0 | 0 | 0 | 0.39 | 0 | 0.02
LU | Mobility_Freight | 2035 | 0 | 0 | 0 | 0.76 | 0.07 | 0.06 | 0 | 0 | 0 | 0 | 0.05 | 0 | 0 | 0 | 0 | 0.03 | 0 | 0.01
LU | Mobility_Freight | 2040 | 0 | 0 | 0 | 0.73 | 0.07 | 0.06 | 0 | 0 | 0 | 0 | 0.04 | 0 | 0 | 0 | 0 | 0 | 0 | 0
LU | Mobility_Freight | 2045 | 0 | 0 | 0 | 0.7 | 0.06 | 0.06 | 0 | 0 | 0 | 0 | 0.04 | 0 | 0 | 0 | 0 | 0 | 0 | 0
LU | Mobility_Freight | 2050 | 0 | 0 | 0 | 0.67 | 0.06 | 0.06 | 0 | 0 | 0 | 0 | 0.04 | 0 | 0 | 0 | 0 | 0 | 0 | 0
LV | Mobility_Freight | 2018 | 0 | 0 | 0 | 0.24 | 0.75 | 0 | 0 | 0 | 0 | 0 | 0.53 | 0 | 0 | 0 | 0 | 0.23 | 0.22 | 0
LV | Mobility_Freight | 2020 | 0 | 0 | 0 | 0.24 | 0.75 | 0 | 0 | 0 | 0 | 0 | 0.52 | 0 | 0 | 0 | 0 | 0.22 | 0.18 | 0
LV | Mobility_Freight | 2025 | 0 | 0 | 0 | 0.23 | 0.73 | 0 | 0 | 0 | 0 | 0 | 0.51 | 0 | 0 | 0 | 0 | 0.17 | 0 | 0
LV | Mobility_Freight | 2030 | 0 | 0 | 0 | 0.22 | 0.7 | 0 | 0 | 0 | 0 | 0 | 0.49 | 0 | 0 | 0 | 0 | 0.11 | 0 | 0
LV | Mobility_Freight | 2035 | 0 | 0 | 0 | 0.21 | 0.68 | 0 | 0 | 0 | 0 | 0 | 0.48 | 0 | 0 | 0 | 0 | 0.01 | 0 | 0
LV | Mobility_Freight | 2040 | 0 | 0 | 0 | 0.21 | 0.65 | 0 | 0 | 0 | 0 | 0 | 0.46 | 0 | 0 | 0 | 0 | 0 | 0 | 0
LV | Mobility_Freight | 2045 | 0 | 0 | 0 | 0.2 | 0.63 | 0 | 0 | 0 | 0 | 0 | 0.44 | 0 | 0 | 0 | 0 | 0 | 0 | 0
LV | Mobility_Freight | 2050 | 0 | 0 | 0 | 0.19 | 0.6 | 0 | 0 | 0 | 0 | 0 | 0.42 | 0 | 0 | 0 | 0 | 0 | 0 | 0
NL | Mobility_Freight | 2018 | 0 | 0 | 0 | 0.56 | 0.07 | 0.36 | 0 | 0 | 0 | 0 | 0.05 | 0 | 0 | 0 | 0 | 0.54 | 0.02 | 0.36
NL | Mobility_Freight | 2020 | 0 | 0 | 0 | 0.56 | 0.07 | 0.36 | 0 | 0 | 0 | 0 | 0.04 | 0 | 0 | 0 | 0 | 0.52 | 0.01 | 0.34
NL | Mobility_Freight | 2025 | 0 | 0 | 0 | 0.54 | 0.06 | 0.35 | 0 | 0 | 0 | 0 | 0.04 | 0 | 0 | 0 | 0 | 0.4 | 0 | 0.28
NL | Mobility_Freight | 2030 | 0 | 0 | 0 | 0.52 | 0.06 | 0.33 | 0 | 0 | 0 | 0 | 0.04 | 0 | 0 | 0 | 0 | 0.26 | 0 | 0.13
NL | Mobility_Freight | 2035 | 0 | 0 | 0 | 0.5 | 0.06 | 0.33 | 0 | 0 | 0 | 0 | 0.04 | 0 | 0 | 0 | 0 | 0.02 | 0 | 0.04
NL | Mobility_Freight | 2040 | 0 | 0 | 0 | 0.49 | 0.06 | 0.31 | 0 | 0 | 0 | 0 | 0.04 | 0 | 0 | 0 | 0 | 0 | 0 | 0
NL | Mobility_Freight | 2045 | 0 | 0 | 0 | 0.47 | 0.06 | 0.3 | 0 | 0 | 0 | 0 | 0.04 | 0 | 0 | 0 | 0 | 0 | 0 | 0
NL | Mobility_Freight | 2050 | 0 | 0 | 0 | 0.45 | 0.05 | 0.29 | 0 | 0 | 0 | 0 | 0.04 | 0 | 0 | 0 | 0 | 0 | 0 | 0
NO | Mobility_Freight | 2018 | 0 | 0 | 0 | 0.84 | 0.15 | 0 | 0 | 0 | 0 | 0 | 0.1 | 0 | 0 | 0 | 0 | 0.82 | 0.04 | 0
NO | Mobility_Freight | 2020 | 0 | 0 | 0 | 0.84 | 0.14 | 0 | 0 | 0 | 0 | 0 | 0.1 | 0 | 0 | 0 | 0 | 0.78 | 0.03 | 0
NO | Mobility_Freight | 2025 | 0 | 0 | 0 | 0.81 | 0.14 | 0 | 0 | 0 | 0 | 0 | 0.1 | 0 | 0 | 0 | 0 | 0.61 | 0 | 0
NO | Mobility_Freight | 2030 | 0 | 0 | 0 | 0.79 | 0.13 | 0 | 0 | 0 | 0 | 0 | 0.09 | 0 | 0 | 0 | 0 | 0.39 | 0 | 0
NO | Mobility_Freight | 2035 | 0 | 0 | 0 | 0.76 | 0.13 | 0 | 0 | 0 | 0 | 0 | 0.09 | 0 | 0 | 0 | 0 | 0.03 | 0 | 0
NO | Mobility_Freight | 2040 | 0 | 0 | 0 | 0.73 | 0.13 | 0 | 0 | 0 | 0 | 0 | 0.09 | 0 | 0 | 0 | 0 | 0 | 0 | 0
NO | Mobility_Freight | 2045 | 0 | 0 | 0 | 0.71 | 0.12 | 0 | 0 | 0 | 0 | 0 | 0.08 | 0 | 0 | 0 | 0 | 0 | 0 | 0
NO | Mobility_Freight | 2050 | 0 | 0 | 0 | 0.67 | 0.12 | 0 | 0 | 0 | 0 | 0 | 0.08 | 0 | 0 | 0 | 0 | 0 | 0 | 0
NONEU_Balkan | Mobility_Freight | 2018 | 0 | 0 | 0 | 0.75 | 0.19 | 0.06 | 0 | 0 | 0 | 0 | 0.13 | 0 | 0 | 0 | 0 | 0.72 | 0.05 | 0.06
NONEU_Balkan | Mobility_Freight | 2020 | 0 | 0 | 0 | 0.74 | 0.18 | 0.05 | 0 | 0 | 0 | 0 | 0.13 | 0 | 0 | 0 | 0 | 0.69 | 0.04 | 0.05
NONEU_Balkan | Mobility_Freight | 2025 | 0 | 0 | 0 | 0.72 | 0.18 | 0.05 | 0 | 0 | 0 | 0 | 0.12 | 0 | 0 | 0 | 0 | 0.54 | 0 | 0.04
NONEU_Balkan | Mobility_Freight | 2030 | 0 | 0 | 0 | 0.69 | 0.17 | 0.05 | 0 | 0 | 0 | 0 | 0.12 | 0 | 0 | 0 | 0 | 0.34 | 0 | 0.02
NONEU_Balkan | Mobility_Freight | 2035 | 0 | 0 | 0 | 0.67 | 0.17 | 0.05 | 0 | 0 | 0 | 0 | 0.12 | 0 | 0 | 0 | 0 | 0.03 | 0 | 0
NONEU_Balkan | Mobility_Freight | 2040 | 0 | 0 | 0 | 0.65 | 0.16 | 0.05 | 0 | 0 | 0 | 0 | 0.11 | 0 | 0 | 0 | 0 | 0 | 0 | 0
NONEU_Balkan | Mobility_Freight | 2045 | 0 | 0 | 0 | 0.63 | 0.15 | 0.05 | 0 | 0 | 0 | 0 | 0.11 | 0 | 0 | 0 | 0 | 0 | 0 | 0
NONEU_Balkan | Mobility_Freight | 2050 | 0 | 0 | 0 | 0.6 | 0.15 | 0.04 | 0 | 0 | 0 | 0 | 0.1 | 0 | 0 | 0 | 0 | 0 | 0 | 0
PL | Mobility_Freight | 2018 | 0 | 0 | 0 | 0.73 | 0.26 | 0 | 0 | 0 | 0 | 0 | 0.18 | 0 | 0 | 0 | 0 | 0.7 | 0.08 | 0
PL | Mobility_Freight | 2020 | 0 | 0 | 0 | 0.72 | 0.26 | 0 | 0 | 0 | 0 | 0 | 0.18 | 0 | 0 | 0 | 0 | 0.67 | 0.06 | 0
PL | Mobility_Freight | 2025 | 0 | 0 | 0 | 0.7 | 0.25 | 0 | 0 | 0 | 0 | 0 | 0.18 | 0 | 0 | 0 | 0 | 0.52 | 0 | 0
PL | Mobility_Freight | 2030 | 0 | 0 | 0 | 0.67 | 0.24 | 0 | 0 | 0 | 0 | 0 | 0.17 | 0 | 0 | 0 | 0 | 0.33 | 0 | 0
PL | Mobility_Freight | 2035 | 0 | 0 | 0 | 0.66 | 0.24 | 0 | 0 | 0 | 0 | 0 | 0.16 | 0 | 0 | 0 | 0 | 0.03 | 0 | 0
PL | Mobility_Freight | 2040 | 0 | 0 | 0 | 0.63 | 0.23 | 0 | 0 | 0 | 0 | 0 | 0.16 | 0 | 0 | 0 | 0 | 0 | 0 | 0
PL | Mobility_Freight | 2045 | 0 | 0 | 0 | 0.61 | 0.22 | 0 | 0 | 0 | 0 | 0 | 0.15 | 0 | 0 | 0 | 0 | 0 | 0 | 0
PL | Mobility_Freight | 2050 | 0 | 0 | 0 | 0.58 | 0.21 | 0 | 0 | 0 | 0 | 0 | 0.15 | 0 | 0 | 0 | 0 | 0 | 0 | 0
PT | Mobility_Freight | 2018 | 0 | 0 | 0 | 0.85 | 0.14 | 0 | 0 | 0 | 0 | 0 | 0.09 | 0 | 0 | 0 | 0 | 0.83 | 0.04 | 0
PT | Mobility_Freight | 2020 | 0 | 0 | 0 | 0.85 | 0.14 | 0 | 0 | 0 | 0 | 0 | 0.09 | 0 | 0 | 0 | 0 | 0.79 | 0.03 | 0
PT | Mobility_Freight | 2025 | 0 | 0 | 0 | 0.82 | 0.13 | 0 | 0 | 0 | 0 | 0 | 0.09 | 0 | 0 | 0 | 0 | 0.62 | 0 | 0
PT | Mobility_Freight | 2030 | 0 | 0 | 0 | 0.79 | 0.13 | 0 | 0 | 0 | 0 | 0 | 0.09 | 0 | 0 | 0 | 0 | 0.39 | 0 | 0
PT | Mobility_Freight | 2035 | 0 | 0 | 0 | 0.77 | 0.12 | 0 | 0 | 0 | 0 | 0 | 0.09 | 0 | 0 | 0 | 0 | 0.03 | 0 | 0
PT | Mobility_Freight | 2040 | 0 | 0 | 0 | 0.74 | 0.12 | 0 | 0 | 0 | 0 | 0 | 0.08 | 0 | 0 | 0 | 0 | 0 | 0 | 0
PT | Mobility_Freight | 2045 | 0 | 0 | 0 | 0.72 | 0.11 | 0 | 0 | 0 | 0 | 0 | 0.08 | 0 | 0 | 0 | 0 | 0 | 0 | 0
PT | Mobility_Freight | 2050 | 0 | 0 | 0 | 0.68 | 0.11 | 0 | 0 | 0 | 0 | 0 | 0.07 | 0 | 0 | 0 | 0 | 0 | 0 | 0
RO | Mobility_Freight | 2018 | 0 | 0 | 0 | 0.44 | 0.28 | 0.27 | 0 | 0 | 0 | 0 | 0.2 | 0 | 0 | 0 | 0 | 0.42 | 0.08 | 0.27
RO | Mobility_Freight | 2020 | 0 | 0 | 0 | 0.43 | 0.28 | 0.26 | 0 | 0 | 0 | 0 | 0.2 | 0 | 0 | 0 | 0 | 0.4 | 0.06 | 0.25
RO | Mobility_Freight | 2025 | 0 | 0 | 0 | 0.42 | 0.27 | 0.26 | 0 | 0 | 0 | 0 | 0.19 | 0 | 0 | 0 | 0 | 0.31 | 0 | 0.2
RO | Mobility_Freight | 2030 | 0 | 0 | 0 | 0.4 | 0.26 | 0.25 | 0 | 0 | 0 | 0 | 0.18 | 0 | 0 | 0 | 0 | 0.2 | 0 | 0.1
RO | Mobility_Freight | 2035 | 0 | 0 | 0 | 0.39 | 0.26 | 0.24 | 0 | 0 | 0 | 0 | 0.18 | 0 | 0 | 0 | 0 | 0.01 | 0 | 0.03
RO | Mobility_Freight | 2040 | 0 | 0 | 0 | 0.38 | 0.25 | 0.23 | 0 | 0 | 0 | 0 | 0.17 | 0 | 0 | 0 | 0 | 0 | 0 | 0
RO | Mobility_Freight | 2045 | 0 | 0 | 0 | 0.37 | 0.24 | 0.22 | 0 | 0 | 0 | 0 | 0.16 | 0 | 0 | 0 | 0 | 0 | 0 | 0
RO | Mobility_Freight | 2050 | 0 | 0 | 0 | 0.35 | 0.23 | 0.21 | 0 | 0 | 0 | 0 | 0.16 | 0 | 0 | 0 | 0 | 0 | 0 | 0
SE | Mobility_Freight | 2018 | 0 | 0 | 0 | 0.69 | 0.3 | 0 | 0 | 0 | 0 | 0 | 0.21 | 0 | 0 | 0 | 0 | 0.67 | 0.09 | 0
SE | Mobility_Freight | 2020 | 0 | 0 | 0 | 0.68 | 0.3 | 0 | 0 | 0 | 0 | 0 | 0.21 | 0 | 0 | 0 | 0 | 0.64 | 0.07 | 0
SE | Mobility_Freight | 2025 | 0 | 0 | 0 | 0.66 | 0.29 | 0 | 0 | 0 | 0 | 0 | 0.2 | 0 | 0 | 0 | 0 | 0.5 | 0 | 0
SE | Mobility_Freight | 2030 | 0 | 0 | 0 | 0.64 | 0.28 | 0 | 0 | 0 | 0 | 0 | 0.19 | 0 | 0 | 0 | 0 | 0.32 | 0 | 0
SE | Mobility_Freight | 2035 | 0 | 0 | 0 | 0.62 | 0.27 | 0 | 0 | 0 | 0 | 0 | 0.19 | 0 | 0 | 0 | 0 | 0.03 | 0 | 0
SE | Mobility_Freight | 2040 | 0 | 0 | 0 | 0.6 | 0.26 | 0 | 0 | 0 | 0 | 0 | 0.18 | 0 | 0 | 0 | 0 | 0 | 0 | 0
SE | Mobility_Freight | 2045 | 0 | 0 | 0 | 0.58 | 0.25 | 0 | 0 | 0 | 0 | 0 | 0.18 | 0 | 0 | 0 | 0 | 0 | 0 | 0
SE | Mobility_Freight | 2050 | 0 | 0 | 0 | 0.55 | 0.24 | 0 | 0 | 0 | 0 | 0 | 0.17 | 0 | 0 | 0 | 0 | 0 | 0 | 0
SI | Mobility_Freight | 2018 | 0 | 0 | 0 | 0.64 | 0.35 | 0 | 0 | 0 | 0 | 0 | 0.24 | 0 | 0 | 0 | 0 | 0.62 | 0.1 | 0
SI | Mobility_Freight | 2020 | 0 | 0 | 0 | 0.64 | 0.35 | 0 | 0 | 0 | 0 | 0 | 0.24 | 0 | 0 | 0 | 0 | 0.59 | 0.08 | 0
SI | Mobility_Freight | 2025 | 0 | 0 | 0 | 0.62 | 0.34 | 0 | 0 | 0 | 0 | 0 | 0.23 | 0 | 0 | 0 | 0 | 0.46 | 0 | 0
SI | Mobility_Freight | 2030 | 0 | 0 | 0 | 0.6 | 0.32 | 0 | 0 | 0 | 0 | 0 | 0.22 | 0 | 0 | 0 | 0 | 0.3 | 0 | 0
SI | Mobility_Freight | 2035 | 0 | 0 | 0 | 0.58 | 0.31 | 0 | 0 | 0 | 0 | 0 | 0.22 | 0 | 0 | 0 | 0 | 0.02 | 0 | 0
SI | Mobility_Freight | 2040 | 0 | 0 | 0 | 0.56 | 0.3 | 0 | 0 | 0 | 0 | 0 | 0.21 | 0 | 0 | 0 | 0 | 0 | 0 | 0
SI | Mobility_Freight | 2045 | 0 | 0 | 0 | 0.54 | 0.29 | 0 | 0 | 0 | 0 | 0 | 0.2 | 0 | 0 | 0 | 0 | 0 | 0 | 0
SI | Mobility_Freight | 2050 | 0 | 0 | 0 | 0.51 | 0.28 | 0 | 0 | 0 | 0 | 0 | 0.19 | 0 | 0 | 0 | 0 | 0 | 0 | 0
SK | Mobility_Freight | 2018 | 0 | 0 | 0 | 0.64 | 0.32 | 0.03 | 0 | 0 | 0 | 0 | 0.22 | 0 | 0 | 0 | 0 | 0.62 | 0.09 | 0.03
SK | Mobility_Freight | 2020 | 0 | 0 | 0 | 0.63 | 0.32 | 0.03 | 0 | 0 | 0 | 0 | 0.22 | 0 | 0 | 0 | 0 | 0.59 | 0.07 | 0.02
SK | Mobility_Freight | 2025 | 0 | 0 | 0 | 0.62 | 0.31 | 0.02 | 0 | 0 | 0 | 0 | 0.22 | 0 | 0 | 0 | 0 | 0.46 | 0 | 0.02
SK | Mobility_Freight | 2030 | 0 | 0 | 0 | 0.59 | 0.3 | 0.02 | 0 | 0 | 0 | 0 | 0.21 | 0 | 0 | 0 | 0 | 0.29 | 0 | 0.01
SK | Mobility_Freight | 2035 | 0 | 0 | 0 | 0.58 | 0.29 | 0.02 | 0 | 0 | 0 | 0 | 0.2 | 0 | 0 | 0 | 0 | 0.02 | 0 | 0
SK | Mobility_Freight | 2040 | 0 | 0 | 0 | 0.55 | 0.28 | 0.02 | 0 | 0 | 0 | 0 | 0.19 | 0 | 0 | 0 | 0 | 0 | 0 | 0
SK | Mobility_Freight | 2045 | 0 | 0 | 0 | 0.54 | 0.27 | 0.02 | 0 | 0 | 0 | 0 | 0.19 | 0 | 0 | 0 | 0 | 0 | 0 | 0
SK | Mobility_Freight | 2050 | 0 | 0 | 0 | 0.51 | 0.26 | 0.02 | 0 | 0 | 0 | 0 | 0.18 | 0 | 0 | 0 | 0 | 0 | 0 | 0
TR | Mobility_Freight | 2018 | 0 | 0 | 0 | 0.75 | 0.19 | 0.06 | 0 | 0 | 0 | 0 | 0.13 | 0 | 0 | 0 | 0 | 0.72 | 0.05 | 0.06
TR | Mobility_Freight | 2020 | 0 | 0 | 0 | 0.74 | 0.18 | 0.05 | 0 | 0 | 0 | 0 | 0.13 | 0 | 0 | 0 | 0 | 0.69 | 0.04 | 0.05
TR | Mobility_Freight | 2025 | 0 | 0 | 0 | 0.72 | 0.18 | 0.05 | 0 | 0 | 0 | 0 | 0.12 | 0 | 0 | 0 | 0 | 0.54 | 0 | 0.04
TR | Mobility_Freight | 2030 | 0 | 0 | 0 | 0.69 | 0.17 | 0.05 | 0 | 0 | 0 | 0 | 0.12 | 0 | 0 | 0 | 0 | 0.34 | 0 | 0.02
TR | Mobility_Freight | 2035 | 0 | 0 | 0 | 0.67 | 0.17 | 0.05 | 0 | 0 | 0 | 0 | 0.12 | 0 | 0 | 0 | 0 | 0.03 | 0 | 0
TR | Mobility_Freight | 2040 | 0 | 0 | 0 | 0.65 | 0.16 | 0.05 | 0 | 0 | 0 | 0 | 0.11 | 0 | 0 | 0 | 0 | 0 | 0 | 0
TR | Mobility_Freight | 2045 | 0 | 0 | 0 | 0.63 | 0.15 | 0.05 | 0 | 0 | 0 | 0 | 0.11 | 0 | 0 | 0 | 0 | 0 | 0 | 0
TR | Mobility_Freight | 2050 | 0 | 0 | 0 | 0.6 | 0.15 | 0.04 | 0 | 0 | 0 | 0 | 0.1 | 0 | 0 | 0 | 0 | 0 | 0 | 0
UK | Mobility_Freight | 2018 | 0 | 0 | 0 | 0.9 | 0.09 | 0 | 0 | 0 | 0 | 0 | 0.06 | 0 | 0 | 0 | 0 | 0.87 | 0.02 | 0
UK | Mobility_Freight | 2020 | 0 | 0 | 0 | 0.9 | 0.09 | 0 | 0 | 0 | 0 | 0 | 0.06 | 0 | 0 | 0 | 0 | 0.83 | 0.02 | 0
UK | Mobility_Freight | 2025 | 0 | 0 | 0 | 0.87 | 0.09 | 0 | 0 | 0 | 0 | 0 | 0.06 | 0 | 0 | 0 | 0 | 0.65 | 0 | 0
UK | Mobility_Freight | 2030 | 0 | 0 | 0 | 0.84 | 0.08 | 0 | 0 | 0 | 0 | 0 | 0.06 | 0 | 0 | 0 | 0 | 0.42 | 0 | 0
UK | Mobility_Freight | 2035 | 0 | 0 | 0 | 0.81 | 0.08 | 0 | 0 | 0 | 0 | 0 | 0.05 | 0 | 0 | 0 | 0 | 0.04 | 0 | 0
UK | Mobility_Freight | 2040 | 0 | 0 | 0 | 0.78 | 0.08 | 0 | 0 | 0 | 0 | 0 | 0.05 | 0 | 0 | 0 | 0 | 0 | 0 | 0
UK | Mobility_Freight | 2045 | 0 | 0 | 0 | 0.76 | 0.07 | 0 | 0 | 0 | 0 | 0 | 0.05 | 0 | 0 | 0 | 0 | 0 | 0 | 0
UK | Mobility_Freight | 2050 | 0 | 0 | 0 | 0.72 | 0.07 | 0 | 0 | 0 | 0 | 0 | 0.05 | 0 | 0 | 0 | 0 | 0 | 0 | 0
AT | Mobility_Passenger | 2018 | 0.71 | 0.18 | 0.09 | 0 | 0 | 0 | 0 | 0.13 | 0 | 0 | 0 | 0 | 0.69 | 0.05 | 0.09 | 0 | 0 | 0
AT | Mobility_Passenger | 2020 | 0.71 | 0.18 | 0.09 | 0 | 0 | 0 | 0 | 0.13 | 0 | 0 | 0 | 0 | 0.66 | 0.04 | 0.09 | 0 | 0 | 0
AT | Mobility_Passenger | 2025 | 0.69 | 0.18 | 0.09 | 0 | 0 | 0 | 0 | 0.12 | 0 | 0 | 0 | 0 | 0.5 | 0 | 0.07 | 0 | 0 | 0
AT | Mobility_Passenger | 2030 | 0.66 | 0.17 | 0.08 | 0 | 0 | 0 | 0 | 0.12 | 0 | 0 | 0 | 0 | 0.33 | 0 | 0.03 | 0 | 0 | 0
AT | Mobility_Passenger | 2035 | 0.64 | 0.16 | 0.08 | 0 | 0 | 0 | 0 | 0.11 | 0 | 0 | 0 | 0 | 0.03 | 0 | 0.01 | 0 | 0 | 0
AT | Mobility_Passenger | 2040 | 0.62 | 0.16 | 0.08 | 0 | 0 | 0 | 0 | 0.11 | 0 | 0 | 0 | 0 | 0 | 0 | 0 | 0 | 0 | 0
AT | Mobility_Passenger | 2045 | 0.6 | 0.15 | 0.08 | 0 | 0 | 0 | 0 | 0.1 | 0 | 0 | 0 | 0 | 0 | 0 | 0 | 0 | 0 | 0
AT | Mobility_Passenger | 2050 | 0.57 | 0.14 | 0.07 | 0 | 0 | 0 | 0 | 0.1 | 0 | 0 | 0 | 0 | 0 | 0 | 0 | 0 | 0 | 0
BE | Mobility_Passenger | 2018 | 0.81 | 0.09 | 0.09 | 0 | 0 | 0 | 0 | 0.06 | 0 | 0 | 0 | 0 | 0.78 | 0.02 | 0.09 | 0 | 0 | 0
BE | Mobility_Passenger | 2020 | 0.8 | 0.09 | 0.09 | 0 | 0 | 0 | 0 | 0.06 | 0 | 0 | 0 | 0 | 0.75 | 0.02 | 0.09 | 0 | 0 | 0
BE | Mobility_Passenger | 2025 | 0.78 | 0.08 | 0.09 | 0 | 0 | 0 | 0 | 0.06 | 0 | 0 | 0 | 0 | 0.57 | 0 | 0.07 | 0 | 0 | 0
BE | Mobility_Passenger | 2030 | 0.75 | 0.08 | 0.08 | 0 | 0 | 0 | 0 | 0.05 | 0 | 0 | 0 | 0 | 0.37 | 0 | 0.03 | 0 | 0 | 0
BE | Mobility_Passenger | 2035 | 0.73 | 0.08 | 0.08 | 0 | 0 | 0 | 0 | 0.05 | 0 | 0 | 0 | 0 | 0.03 | 0 | 0.01 | 0 | 0 | 0
BE | Mobility_Passenger | 2040 | 0.7 | 0.08 | 0.08 | 0 | 0 | 0 | 0 | 0.05 | 0 | 0 | 0 | 0 | 0 | 0 | 0 | 0 | 0 | 0
BE | Mobility_Passenger | 2045 | 0.68 | 0.07 | 0.08 | 0 | 0 | 0 | 0 | 0.05 | 0 | 0 | 0 | 0 | 0 | 0 | 0 | 0 | 0 | 0
BE | Mobility_Passenger | 2050 | 0.64 | 0.07 | 0.07 | 0 | 0 | 0 | 0 | 0.05 | 0 | 0 | 0 | 0 | 0 | 0 | 0 | 0 | 0 | 0
BG | Mobility_Passenger | 2018 | 0.86 | 0.03 | 0.09 | 0 | 0 | 0 | 0 | 0.02 | 0 | 0 | 0 | 0 | 0.84 | 0.01 | 0.09 | 0 | 0 | 0
BG | Mobility_Passenger | 2020 | 0.86 | 0.03 | 0.09 | 0 | 0 | 0 | 0 | 0.02 | 0 | 0 | 0 | 0 | 0.8 | 0 | 0.09 | 0 | 0 | 0
BG | Mobility_Passenger | 2025 | 0.83 | 0.03 | 0.09 | 0 | 0 | 0 | 0 | 0.02 | 0 | 0 | 0 | 0 | 0.61 | 0 | 0.07 | 0 | 0 | 0
BG | Mobility_Passenger | 2030 | 0.8 | 0.03 | 0.08 | 0 | 0 | 0 | 0 | 0.02 | 0 | 0 | 0 | 0 | 0.4 | 0 | 0.03 | 0 | 0 | 0
BG | Mobility_Passenger | 2035 | 0.78 | 0.03 | 0.08 | 0 | 0 | 0 | 0 | 0.02 | 0 | 0 | 0 | 0 | 0.03 | 0 | 0.01 | 0 | 0 | 0
BG | Mobility_Passenger | 2040 | 0.75 | 0.03 | 0.08 | 0 | 0 | 0 | 0 | 0.02 | 0 | 0 | 0 | 0 | 0 | 0 | 0 | 0 | 0 | 0
BG | Mobility_Passenger | 2045 | 0.72 | 0.03 | 0.08 | 0 | 0 | 0 | 0 | 0.02 | 0 | 0 | 0 | 0 | 0 | 0 | 0 | 0 | 0 | 0
BG | Mobility_Passenger | 2050 | 0.69 | 0.02 | 0.07 | 0 | 0 | 0 | 0 | 0.02 | 0 | 0 | 0 | 0 | 0 | 0 | 0 | 0 | 0 | 0
CH | Mobility_Passenger | 2018 | 0.73 | 0.17 | 0.09 | 0 | 0 | 0 | 0 | 0.12 | 0 | 0 | 0 | 0 | 0.7 | 0.05 | 0.09 | 0 | 0 | 0
CH | Mobility_Passenger | 2020 | 0.72 | 0.17 | 0.09 | 0 | 0 | 0 | 0 | 0.12 | 0 | 0 | 0 | 0 | 0.67 | 0.04 | 0.09 | 0 | 0 | 0
CH | Mobility_Passenger | 2025 | 0.7 | 0.16 | 0.09 | 0 | 0 | 0 | 0 | 0.11 | 0 | 0 | 0 | 0 | 0.51 | 0 | 0.07 | 0 | 0 | 0
CH | Mobility_Passenger | 2030 | 0.67 | 0.16 | 0.08 | 0 | 0 | 0 | 0 | 0.11 | 0 | 0 | 0 | 0 | 0.33 | 0 | 0.03 | 0 | 0 | 0
CH | Mobility_Passenger | 2035 | 0.66 | 0.15 | 0.08 | 0 | 0 | 0 | 0 | 0.11 | 0 | 0 | 0 | 0 | 0.03 | 0 | 0.01 | 0 | 0 | 0
CH | Mobility_Passenger | 2040 | 0.63 | 0.15 | 0.08 | 0 | 0 | 0 | 0 | 0.1 | 0 | 0 | 0 | 0 | 0 | 0 | 0 | 0 | 0 | 0
CH | Mobility_Passenger | 2045 | 0.61 | 0.14 | 0.08 | 0 | 0 | 0 | 0 | 0.1 | 0 | 0 | 0 | 0 | 0 | 0 | 0 | 0 | 0 | 0
CH | Mobility_Passenger | 2050 | 0.58 | 0.13 | 0.07 | 0 | 0 | 0 | 0 | 0.09 | 0 | 0 | 0 | 0 | 0 | 0 | 0 | 0 | 0 | 0
CZ | Mobility_Passenger | 2018 | 0.72 | 0.17 | 0.09 | 0 | 0 | 0 | 0 | 0.12 | 0 | 0 | 0 | 0 | 0.7 | 0.05 | 0.09 | 0 | 0 | 0
CZ | Mobility_Passenger | 2020 | 0.72 | 0.17 | 0.09 | 0 | 0 | 0 | 0 | 0.12 | 0 | 0 | 0 | 0 | 0.67 | 0.04 | 0.09 | 0 | 0 | 0
CZ | Mobility_Passenger | 2025 | 0.69 | 0.17 | 0.09 | 0 | 0 | 0 | 0 | 0.12 | 0 | 0 | 0 | 0 | 0.51 | 0 | 0.07 | 0 | 0 | 0
CZ | Mobility_Passenger | 2030 | 0.67 | 0.16 | 0.08 | 0 | 0 | 0 | 0 | 0.11 | 0 | 0 | 0 | 0 | 0.33 | 0 | 0.03 | 0 | 0 | 0
CZ | Mobility_Passenger | 2035 | 0.65 | 0.16 | 0.08 | 0 | 0 | 0 | 0 | 0.11 | 0 | 0 | 0 | 0 | 0.03 | 0 | 0.01 | 0 | 0 | 0
CZ | Mobility_Passenger | 2040 | 0.63 | 0.15 | 0.08 | 0 | 0 | 0 | 0 | 0.1 | 0 | 0 | 0 | 0 | 0 | 0 | 0 | 0 | 0 | 0
CZ | Mobility_Passenger | 2045 | 0.6 | 0.15 | 0.08 | 0 | 0 | 0 | 0 | 0.1 | 0 | 0 | 0 | 0 | 0 | 0 | 0 | 0 | 0 | 0
CZ | Mobility_Passenger | 2050 | 0.58 | 0.14 | 0.07 | 0 | 0 | 0 | 0 | 0.1 | 0 | 0 | 0 | 0 | 0 | 0 | 0 | 0 | 0 | 0
DE | Mobility_Passenger | 2018 | 0.79 | 0.1 | 0.09 | 0 | 0 | 0 | 0 | 0.07 | 0 | 0 | 0 | 0 | 0.77 | 0.03 | 0.09 | 0 | 0 | 0
DE | Mobility_Passenger | 2020 | 0.79 | 0.1 | 0.09 | 0 | 0 | 0 | 0 | 0.07 | 0 | 0 | 0 | 0 | 0.73 | 0.02 | 0.09 | 0 | 0 | 0
DE | Mobility_Passenger | 2025 | 0.77 | 0.1 | 0.09 | 0 | 0 | 0 | 0 | 0.07 | 0 | 0 | 0 | 0 | 0.56 | 0 | 0.07 | 0 | 0 | 0
DE | Mobility_Passenger | 2030 | 0.74 | 0.09 | 0.08 | 0 | 0 | 0 | 0 | 0.06 | 0 | 0 | 0 | 0 | 0.37 | 0 | 0.03 | 0 | 0 | 0
DE | Mobility_Passenger | 2035 | 0.72 | 0.09 | 0.08 | 0 | 0 | 0 | 0 | 0.06 | 0 | 0 | 0 | 0 | 0.03 | 0 | 0.01 | 0 | 0 | 0
DE | Mobility_Passenger | 2040 | 0.69 | 0.09 | 0.08 | 0 | 0 | 0 | 0 | 0.06 | 0 | 0 | 0 | 0 | 0 | 0 | 0 | 0 | 0 | 0
DE | Mobility_Passenger | 2045 | 0.67 | 0.08 | 0.08 | 0 | 0 | 0 | 0 | 0.06 | 0 | 0 | 0 | 0 | 0 | 0 | 0 | 0 | 0 | 0
DE | Mobility_Passenger | 2050 | 0.63 | 0.08 | 0.07 | 0 | 0 | 0 | 0 | 0.05 | 0 | 0 | 0 | 0 | 0 | 0 | 0 | 0 | 0 | 0
DK | Mobility_Passenger | 2018 | 0.81 | 0.08 | 0.09 | 0 | 0 | 0 | 0 | 0.06 | 0 | 0 | 0 | 0 | 0.79 | 0.02 | 0.09 | 0 | 0 | 0
DK | Mobility_Passenger | 2020 | 0.81 | 0.08 | 0.09 | 0 | 0 | 0 | 0 | 0.06 | 0 | 0 | 0 | 0 | 0.75 | 0.02 | 0.09 | 0 | 0 | 0
DK | Mobility_Passenger | 2025 | 0.78 | 0.08 | 0.09 | 0 | 0 | 0 | 0 | 0.05 | 0 | 0 | 0 | 0 | 0.57 | 0 | 0.07 | 0 | 0 | 0
DK | Mobility_Passenger | 2030 | 0.75 | 0.08 | 0.08 | 0 | 0 | 0 | 0 | 0.05 | 0 | 0 | 0 | 0 | 0.37 | 0 | 0.03 | 0 | 0 | 0
DK | Mobility_Passenger | 2035 | 0.73 | 0.07 | 0.08 | 0 | 0 | 0 | 0 | 0.05 | 0 | 0 | 0 | 0 | 0.03 | 0 | 0.01 | 0 | 0 | 0
DK | Mobility_Passenger | 2040 | 0.7 | 0.07 | 0.08 | 0 | 0 | 0 | 0 | 0.05 | 0 | 0 | 0 | 0 | 0 | 0 | 0 | 0 | 0 | 0
DK | Mobility_Passenger | 2045 | 0.68 | 0.07 | 0.08 | 0 | 0 | 0 | 0 | 0.05 | 0 | 0 | 0 | 0 | 0 | 0 | 0 | 0 | 0 | 0
DK | Mobility_Passenger | 2050 | 0.65 | 0.07 | 0.07 | 0 | 0 | 0 | 0 | 0.04 | 0 | 0 | 0 | 0 | 0 | 0 | 0 | 0 | 0 | 0
EE | Mobility_Passenger | 2018 | 0.87 | 0.03 | 0.09 | 0 | 0 | 0 | 0 | 0.02 | 0 | 0 | 0 | 0 | 0.84 | 0 | 0.09 | 0 | 0 | 0
EE | Mobility_Passenger | 2020 | 0.86 | 0.03 | 0.09 | 0 | 0 | 0 | 0 | 0.02 | 0 | 0 | 0 | 0 | 0.8 | 0 | 0.09 | 0 | 0 | 0
EE | Mobility_Passenger | 2025 | 0.84 | 0.03 | 0.09 | 0 | 0 | 0 | 0 | 0.02 | 0 | 0 | 0 | 0 | 0.61 | 0 | 0.07 | 0 | 0 | 0
EE | Mobility_Passenger | 2030 | 0.81 | 0.03 | 0.08 | 0 | 0 | 0 | 0 | 0.02 | 0 | 0 | 0 | 0 | 0.4 | 0 | 0.03 | 0 | 0 | 0
EE | Mobility_Passenger | 2035 | 0.78 | 0.02 | 0.08 | 0 | 0 | 0 | 0 | 0.02 | 0 | 0 | 0 | 0 | 0.03 | 0 | 0.01 | 0 | 0 | 0
EE | Mobility_Passenger | 2040 | 0.75 | 0.02 | 0.08 | 0 | 0 | 0 | 0 | 0.02 | 0 | 0 | 0 | 0 | 0 | 0 | 0 | 0 | 0 | 0
EE | Mobility_Passenger | 2045 | 0.73 | 0.02 | 0.08 | 0 | 0 | 0 | 0 | 0.01 | 0 | 0 | 0 | 0 | 0 | 0 | 0 | 0 | 0 | 0
EE | Mobility_Passenger | 2050 | 0.69 | 0.02 | 0.07 | 0 | 0 | 0 | 0 | 0.01 | 0 | 0 | 0 | 0 | 0 | 0 | 0 | 0 | 0 | 0
ES | Mobility_Passenger | 2018 | 0.81 | 0.09 | 0.09 | 0 | 0 | 0 | 0 | 0.06 | 0 | 0 | 0 | 0 | 0.78 | 0.02 | 0.09 | 0 | 0 | 0
ES | Mobility_Passenger | 2020 | 0.8 | 0.08 | 0.09 | 0 | 0 | 0 | 0 | 0.06 | 0 | 0 | 0 | 0 | 0.75 | 0.02 | 0.09 | 0 | 0 | 0
ES | Mobility_Passenger | 2025 | 0.78 | 0.08 | 0.09 | 0 | 0 | 0 | 0 | 0.06 | 0 | 0 | 0 | 0 | 0.57 | 0 | 0.07 | 0 | 0 | 0
ES | Mobility_Passenger | 2030 | 0.75 | 0.08 | 0.08 | 0 | 0 | 0 | 0 | 0.05 | 0 | 0 | 0 | 0 | 0.37 | 0 | 0.03 | 0 | 0 | 0
ES | Mobility_Passenger | 2035 | 0.73 | 0.08 | 0.08 | 0 | 0 | 0 | 0 | 0.05 | 0 | 0 | 0 | 0 | 0.03 | 0 | 0.01 | 0 | 0 | 0
ES | Mobility_Passenger | 2040 | 0.7 | 0.07 | 0.08 | 0 | 0 | 0 | 0 | 0.05 | 0 | 0 | 0 | 0 | 0 | 0 | 0 | 0 | 0 | 0
ES | Mobility_Passenger | 2045 | 0.68 | 0.07 | 0.08 | 0 | 0 | 0 | 0 | 0.05 | 0 | 0 | 0 | 0 | 0 | 0 | 0 | 0 | 0 | 0
ES | Mobility_Passenger | 2050 | 0.65 | 0.07 | 0.07 | 0 | 0 | 0 | 0 | 0.05 | 0 | 0 | 0 | 0 | 0 | 0 | 0 | 0 | 0 | 0
FI | Mobility_Passenger | 2018 | 0.83 | 0.06 | 0.09 | 0 | 0 | 0 | 0 | 0.04 | 0 | 0 | 0 | 0 | 0.81 | 0.01 | 0.09 | 0 | 0 | 0
FI | Mobility_Passenger | 2020 | 0.83 | 0.06 | 0.09 | 0 | 0 | 0 | 0 | 0.04 | 0 | 0 | 0 | 0 | 0.77 | 0.01 | 0.09 | 0 | 0 | 0
FI | Mobility_Passenger | 2025 | 0.8 | 0.06 | 0.09 | 0 | 0 | 0 | 0 | 0.04 | 0 | 0 | 0 | 0 | 0.59 | 0 | 0.07 | 0 | 0 | 0
FI | Mobility_Passenger | 2030 | 0.78 | 0.06 | 0.08 | 0 | 0 | 0 | 0 | 0.04 | 0 | 0 | 0 | 0 | 0.39 | 0 | 0.03 | 0 | 0 | 0
FI | Mobility_Passenger | 2035 | 0.75 | 0.05 | 0.08 | 0 | 0 | 0 | 0 | 0.04 | 0 | 0 | 0 | 0 | 0.03 | 0 | 0.01 | 0 | 0 | 0
FI | Mobility_Passenger | 2040 | 0.72 | 0.05 | 0.08 | 0 | 0 | 0 | 0 | 0.03 | 0 | 0 | 0 | 0 | 0 | 0 | 0 | 0 | 0 | 0
FI | Mobility_Passenger | 2045 | 0.7 | 0.05 | 0.08 | 0 | 0 | 0 | 0 | 0.03 | 0 | 0 | 0 | 0 | 0 | 0 | 0 | 0 | 0 | 0
FI | Mobility_Passenger | 2050 | 0.67 | 0.05 | 0.07 | 0 | 0 | 0 | 0 | 0.03 | 0 | 0 | 0 | 0 | 0 | 0 | 0 | 0 | 0 | 0
FR | Mobility_Passenger | 2018 | 0.78 | 0.11 | 0.09 | 0 | 0 | 0 | 0 | 0.08 | 0 | 0 | 0 | 0 | 0.76 | 0.03 | 0.09 | 0 | 0 | 0
FR | Mobility_Passenger | 2020 | 0.78 | 0.11 | 0.09 | 0 | 0 | 0 | 0 | 0.08 | 0 | 0 | 0 | 0 | 0.72 | 0.02 | 0.09 | 0 | 0 | 0
FR | Mobility_Passenger | 2025 | 0.75 | 0.11 | 0.09 | 0 | 0 | 0 | 0 | 0.07 | 0 | 0 | 0 | 0 | 0.55 | 0 | 0.07 | 0 | 0 | 0
FR | Mobility_Passenger | 2030 | 0.73 | 0.1 | 0.08 | 0 | 0 | 0 | 0 | 0.07 | 0 | 0 | 0 | 0 | 0.36 | 0 | 0.03 | 0 | 0 | 0
FR | Mobility_Passenger | 2035 | 0.71 | 0.1 | 0.08 | 0 | 0 | 0 | 0 | 0.07 | 0 | 0 | 0 | 0 | 0.03 | 0 | 0.01 | 0 | 0 | 0
FR | Mobility_Passenger | 2040 | 0.68 | 0.1 | 0.08 | 0 | 0 | 0 | 0 | 0.07 | 0 | 0 | 0 | 0 | 0 | 0 | 0 | 0 | 0 | 0
FR | Mobility_Passenger | 2045 | 0.66 | 0.09 | 0.08 | 0 | 0 | 0 | 0 | 0.06 | 0 | 0 | 0 | 0 | 0 | 0 | 0 | 0 | 0 | 0
FR | Mobility_Passenger | 2050 | 0.62 | 0.09 | 0.07 | 0 | 0 | 0 | 0 | 0.06 | 0 | 0 | 0 | 0 | 0 | 0 | 0 | 0 | 0 | 0
GR | Mobility_Passenger | 2018 | 0.88 | 0.02 | 0.09 | 0 | 0 | 0 | 0 | 0.01 | 0 | 0 | 0 | 0 | 0.85 | 0 | 0.09 | 0 | 0 | 0
GR | Mobility_Passenger | 2020 | 0.87 | 0.02 | 0.09 | 0 | 0 | 0 | 0 | 0.01 | 0 | 0 | 0 | 0 | 0.81 | 0 | 0.09 | 0 | 0 | 0
GR | Mobility_Passenger | 2025 | 0.85 | 0.02 | 0.09 | 0 | 0 | 0 | 0 | 0.01 | 0 | 0 | 0 | 0 | 0.62 | 0 | 0.07 | 0 | 0 | 0
GR | Mobility_Passenger | 2030 | 0.82 | 0.02 | 0.08 | 0 | 0 | 0 | 0 | 0.01 | 0 | 0 | 0 | 0 | 0.41 | 0 | 0.03 | 0 | 0 | 0
GR | Mobility_Passenger | 2035 | 0.79 | 0.01 | 0.08 | 0 | 0 | 0 | 0 | 0.01 | 0 | 0 | 0 | 0 | 0.03 | 0 | 0.01 | 0 | 0 | 0
GR | Mobility_Passenger | 2040 | 0.76 | 0.01 | 0.08 | 0 | 0 | 0 | 0 | 0.01 | 0 | 0 | 0 | 0 | 0 | 0 | 0 | 0 | 0 | 0
GR | Mobility_Passenger | 2045 | 0.74 | 0.01 | 0.08 | 0 | 0 | 0 | 0 | 0.01 | 0 | 0 | 0 | 0 | 0 | 0 | 0 | 0 | 0 | 0
GR | Mobility_Passenger | 2050 | 0.7 | 0.01 | 0.07 | 0 | 0 | 0 | 0 | 0.01 | 0 | 0 | 0 | 0 | 0 | 0 | 0 | 0 | 0 | 0
HR | Mobility_Passenger | 2018 | 0.86 | 0.04 | 0.09 | 0 | 0 | 0 | 0 | 0.03 | 0 | 0 | 0 | 0 | 0.83 | 0.01 | 0.09 | 0 | 0 | 0
HR | Mobility_Passenger | 2020 | 0.85 | 0.04 | 0.09 | 0 | 0 | 0 | 0 | 0.02 | 0 | 0 | 0 | 0 | 0.79 | 0.01 | 0.09 | 0 | 0 | 0
HR | Mobility_Passenger | 2025 | 0.83 | 0.04 | 0.09 | 0 | 0 | 0 | 0 | 0.02 | 0 | 0 | 0 | 0 | 0.6 | 0 | 0.07 | 0 | 0 | 0
HR | Mobility_Passenger | 2030 | 0.8 | 0.03 | 0.08 | 0 | 0 | 0 | 0 | 0.02 | 0 | 0 | 0 | 0 | 0.4 | 0 | 0.03 | 0 | 0 | 0
HR | Mobility_Passenger | 2035 | 0.77 | 0.03 | 0.08 | 0 | 0 | 0 | 0 | 0.02 | 0 | 0 | 0 | 0 | 0.03 | 0 | 0.01 | 0 | 0 | 0
HR | Mobility_Passenger | 2040 | 0.74 | 0.03 | 0.08 | 0 | 0 | 0 | 0 | 0.02 | 0 | 0 | 0 | 0 | 0 | 0 | 0 | 0 | 0 | 0
HR | Mobility_Passenger | 2045 | 0.72 | 0.03 | 0.08 | 0 | 0 | 0 | 0 | 0.02 | 0 | 0 | 0 | 0 | 0 | 0 | 0 | 0 | 0 | 0
HR | Mobility_Passenger | 2050 | 0.68 | 0.03 | 0.07 | 0 | 0 | 0 | 0 | 0.02 | 0 | 0 | 0 | 0 | 0 | 0 | 0 | 0 | 0 | 0
HU | Mobility_Passenger | 2018 | 0.79 | 0.11 | 0.09 | 0 | 0 | 0 | 0 | 0.07 | 0 | 0 | 0 | 0 | 0.76 | 0.03 | 0.09 | 0 | 0 | 0
HU | Mobility_Passenger | 2020 | 0.78 | 0.11 | 0.09 | 0 | 0 | 0 | 0 | 0.07 | 0 | 0 | 0 | 0 | 0.73 | 0.02 | 0.09 | 0 | 0 | 0
HU | Mobility_Passenger | 2025 | 0.76 | 0.1 | 0.09 | 0 | 0 | 0 | 0 | 0.07 | 0 | 0 | 0 | 0 | 0.55 | 0 | 0.07 | 0 | 0 | 0
HU | Mobility_Passenger | 2030 | 0.73 | 0.1 | 0.08 | 0 | 0 | 0 | 0 | 0.07 | 0 | 0 | 0 | 0 | 0.36 | 0 | 0.03 | 0 | 0 | 0
HU | Mobility_Passenger | 2035 | 0.71 | 0.1 | 0.08 | 0 | 0 | 0 | 0 | 0.07 | 0 | 0 | 0 | 0 | 0.03 | 0 | 0.01 | 0 | 0 | 0
HU | Mobility_Passenger | 2040 | 0.68 | 0.09 | 0.08 | 0 | 0 | 0 | 0 | 0.06 | 0 | 0 | 0 | 0 | 0 | 0 | 0 | 0 | 0 | 0
HU | Mobility_Passenger | 2045 | 0.66 | 0.09 | 0.08 | 0 | 0 | 0 | 0 | 0.06 | 0 | 0 | 0 | 0 | 0 | 0 | 0 | 0 | 0 | 0
HU | Mobility_Passenger | 2050 | 0.63 | 0.08 | 0.07 | 0 | 0 | 0 | 0 | 0.06 | 0 | 0 | 0 | 0 | 0 | 0 | 0 | 0 | 0 | 0
IE | Mobility_Passenger | 2018 | 0.86 | 0.03 | 0.09 | 0 | 0 | 0 | 0 | 0.02 | 0 | 0 | 0 | 0 | 0.84 | 0.01 | 0.09 | 0 | 0 | 0
IE | Mobility_Passenger | 2020 | 0.86 | 0.03 | 0.09 | 0 | 0 | 0 | 0 | 0.02 | 0 | 0 | 0 | 0 | 0.8 | 0 | 0.09 | 0 | 0 | 0
IE | Mobility_Passenger | 2025 | 0.83 | 0.03 | 0.09 | 0 | 0 | 0 | 0 | 0.02 | 0 | 0 | 0 | 0 | 0.61 | 0 | 0.07 | 0 | 0 | 0
IE | Mobility_Passenger | 2030 | 0.8 | 0.03 | 0.08 | 0 | 0 | 0 | 0 | 0.02 | 0 | 0 | 0 | 0 | 0.4 | 0 | 0.03 | 0 | 0 | 0
IE | Mobility_Passenger | 2035 | 0.78 | 0.03 | 0.08 | 0 | 0 | 0 | 0 | 0.02 | 0 | 0 | 0 | 0 | 0.03 | 0 | 0.01 | 0 | 0 | 0
IE | Mobility_Passenger | 2040 | 0.75 | 0.03 | 0.08 | 0 | 0 | 0 | 0 | 0.02 | 0 | 0 | 0 | 0 | 0 | 0 | 0 | 0 | 0 | 0
IE | Mobility_Passenger | 2045 | 0.72 | 0.03 | 0.08 | 0 | 0 | 0 | 0 | 0.02 | 0 | 0 | 0 | 0 | 0 | 0 | 0 | 0 | 0 | 0
IE | Mobility_Passenger | 2050 | 0.69 | 0.02 | 0.07 | 0 | 0 | 0 | 0 | 0.02 | 0 | 0 | 0 | 0 | 0 | 0 | 0 | 0 | 0 | 0
IT | Mobility_Passenger | 2018 | 0.83 | 0.07 | 0.09 | 0 | 0 | 0 | 0 | 0.04 | 0 | 0 | 0 | 0 | 0.8 | 0.02 | 0.09 | 0 | 0 | 0
IT | Mobility_Passenger | 2020 | 0.82 | 0.06 | 0.09 | 0 | 0 | 0 | 0 | 0.04 | 0 | 0 | 0 | 0 | 0.77 | 0.01 | 0.09 | 0 | 0 | 0
IT | Mobility_Passenger | 2025 | 0.8 | 0.06 | 0.09 | 0 | 0 | 0 | 0 | 0.04 | 0 | 0 | 0 | 0 | 0.58 | 0 | 0.07 | 0 | 0 | 0
IT | Mobility_Passenger | 2030 | 0.77 | 0.06 | 0.08 | 0 | 0 | 0 | 0 | 0.04 | 0 | 0 | 0 | 0 | 0.38 | 0 | 0.03 | 0 | 0 | 0
IT | Mobility_Passenger | 2035 | 0.75 | 0.06 | 0.08 | 0 | 0 | 0 | 0 | 0.04 | 0 | 0 | 0 | 0 | 0.03 | 0 | 0.01 | 0 | 0 | 0
IT | Mobility_Passenger | 2040 | 0.72 | 0.06 | 0.08 | 0 | 0 | 0 | 0 | 0.04 | 0 | 0 | 0 | 0 | 0 | 0 | 0 | 0 | 0 | 0
IT | Mobility_Passenger | 2045 | 0.7 | 0.05 | 0.08 | 0 | 0 | 0 | 0 | 0.04 | 0 | 0 | 0 | 0 | 0 | 0 | 0 | 0 | 0 | 0
IT | Mobility_Passenger | 2050 | 0.66 | 0.05 | 0.07 | 0 | 0 | 0 | 0 | 0.03 | 0 | 0 | 0 | 0 | 0 | 0 | 0 | 0 | 0 | 0
LT | Mobility_Passenger | 2018 | 0.89 | 0.01 | 0.09 | 0 | 0 | 0 | 0 | 0 | 0 | 0 | 0 | 0 | 0.86 | 0 | 0.09 | 0 | 0 | 0
LT | Mobility_Passenger | 2020 | 0.88 | 0.01 | 0.09 | 0 | 0 | 0 | 0 | 0 | 0 | 0 | 0 | 0 | 0.82 | 0 | 0.09 | 0 | 0 | 0
LT | Mobility_Passenger | 2025 | 0.86 | 0.01 | 0.09 | 0 | 0 | 0 | 0 | 0 | 0 | 0 | 0 | 0 | 0.62 | 0 | 0.07 | 0 | 0 | 0
LT | Mobility_Passenger | 2030 | 0.83 | 0.01 | 0.08 | 0 | 0 | 0 | 0 | 0 | 0 | 0 | 0 | 0 | 0.41 | 0 | 0.03 | 0 | 0 | 0
LT | Mobility_Passenger | 2035 | 0.8 | 0 | 0.08 | 0 | 0 | 0 | 0 | 0 | 0 | 0 | 0 | 0 | 0.04 | 0 | 0.01 | 0 | 0 | 0
LT | Mobility_Passenger | 2040 | 0.77 | 0 | 0.08 | 0 | 0 | 0 | 0 | 0 | 0 | 0 | 0 | 0 | 0 | 0 | 0 | 0 | 0 | 0
LT | Mobility_Passenger | 2045 | 0.75 | 0 | 0.08 | 0 | 0 | 0 | 0 | 0 | 0 | 0 | 0 | 0 | 0 | 0 | 0 | 0 | 0 | 0
LT | Mobility_Passenger | 2050 | 0.71 | 0 | 0.07 | 0 | 0 | 0 | 0 | 0 | 0 | 0 | 0 | 0 | 0 | 0 | 0 | 0 | 0 | 0
LU | Mobility_Passenger | 2018 | 0.83 | 0.06 | 0.09 | 0 | 0 | 0 | 0 | 0.04 | 0 | 0 | 0 | 0 | 0.81 | 0.01 | 0.09 | 0 | 0 | 0
LU | Mobility_Passenger | 2020 | 0.83 | 0.06 | 0.09 | 0 | 0 | 0 | 0 | 0.04 | 0 | 0 | 0 | 0 | 0.77 | 0.01 | 0.09 | 0 | 0 | 0
LU | Mobility_Passenger | 2025 | 0.8 | 0.06 | 0.09 | 0 | 0 | 0 | 0 | 0.04 | 0 | 0 | 0 | 0 | 0.59 | 0 | 0.07 | 0 | 0 | 0
LU | Mobility_Passenger | 2030 | 0.77 | 0.06 | 0.08 | 0 | 0 | 0 | 0 | 0.04 | 0 | 0 | 0 | 0 | 0.38 | 0 | 0.03 | 0 | 0 | 0
LU | Mobility_Passenger | 2035 | 0.75 | 0.05 | 0.08 | 0 | 0 | 0 | 0 | 0.04 | 0 | 0 | 0 | 0 | 0.03 | 0 | 0.01 | 0 | 0 | 0
LU | Mobility_Passenger | 2040 | 0.72 | 0.05 | 0.08 | 0 | 0 | 0 | 0 | 0.04 | 0 | 0 | 0 | 0 | 0 | 0 | 0 | 0 | 0 | 0
LU | Mobility_Passenger | 2045 | 0.7 | 0.05 | 0.08 | 0 | 0 | 0 | 0 | 0.03 | 0 | 0 | 0 | 0 | 0 | 0 | 0 | 0 | 0 | 0
LU | Mobility_Passenger | 2050 | 0.67 | 0.05 | 0.07 | 0 | 0 | 0 | 0 | 0.03 | 0 | 0 | 0 | 0 | 0 | 0 | 0 | 0 | 0 | 0
LV | Mobility_Passenger | 2018 | 0.86 | 0.04 | 0.09 | 0 | 0 | 0 | 0 | 0.02 | 0 | 0 | 0 | 0 | 0.83 | 0.01 | 0.09 | 0 | 0 | 0
LV | Mobility_Passenger | 2020 | 0.85 | 0.04 | 0.09 | 0 | 0 | 0 | 0 | 0.02 | 0 | 0 | 0 | 0 | 0.79 | 0 | 0.09 | 0 | 0 | 0
LV | Mobility_Passenger | 2025 | 0.83 | 0.03 | 0.09 | 0 | 0 | 0 | 0 | 0.02 | 0 | 0 | 0 | 0 | 0.6 | 0 | 0.07 | 0 | 0 | 0
LV | Mobility_Passenger | 2030 | 0.8 | 0.03 | 0.08 | 0 | 0 | 0 | 0 | 0.02 | 0 | 0 | 0 | 0 | 0.4 | 0 | 0.03 | 0 | 0 | 0
LV | Mobility_Passenger | 2035 | 0.78 | 0.03 | 0.08 | 0 | 0 | 0 | 0 | 0.02 | 0 | 0 | 0 | 0 | 0.03 | 0 | 0.01 | 0 | 0 | 0
LV | Mobility_Passenger | 2040 | 0.75 | 0.03 | 0.08 | 0 | 0 | 0 | 0 | 0.02 | 0 | 0 | 0 | 0 | 0 | 0 | 0 | 0 | 0 | 0
LV | Mobility_Passenger | 2045 | 0.72 | 0.03 | 0.08 | 0 | 0 | 0 | 0 | 0.02 | 0 | 0 | 0 | 0 | 0 | 0 | 0 | 0 | 0 | 0
LV | Mobility_Passenger | 2050 | 0.69 | 0.03 | 0.07 | 0 | 0 | 0 | 0 | 0.02 | 0 | 0 | 0 | 0 | 0 | 0 | 0 | 0 | 0 | 0
NL | Mobility_Passenger | 2018 | 0.78 | 0.11 | 0.09 | 0 | 0 | 0 | 0 | 0.08 | 0 | 0 | 0 | 0 | 0.76 | 0.03 | 0.09 | 0 | 0 | 0
NL | Mobility_Passenger | 2020 | 0.78 | 0.11 | 0.09 | 0 | 0 | 0 | 0 | 0.08 | 0 | 0 | 0 | 0 | 0.72 | 0.02 | 0.09 | 0 | 0 | 0
NL | Mobility_Passenger | 2025 | 0.75 | 0.11 | 0.09 | 0 | 0 | 0 | 0 | 0.07 | 0 | 0 | 0 | 0 | 0.55 | 0 | 0.07 | 0 | 0 | 0
NL | Mobility_Passenger | 2030 | 0.73 | 0.1 | 0.08 | 0 | 0 | 0 | 0 | 0.07 | 0 | 0 | 0 | 0 | 0.36 | 0 | 0.03 | 0 | 0 | 0
NL | Mobility_Passenger | 2035 | 0.71 | 0.1 | 0.08 | 0 | 0 | 0 | 0 | 0.07 | 0 | 0 | 0 | 0 | 0.03 | 0 | 0.01 | 0 | 0 | 0
NL | Mobility_Passenger | 2040 | 0.68 | 0.1 | 0.08 | 0 | 0 | 0 | 0 | 0.07 | 0 | 0 | 0 | 0 | 0 | 0 | 0 | 0 | 0 | 0
NL | Mobility_Passenger | 2045 | 0.66 | 0.09 | 0.08 | 0 | 0 | 0 | 0 | 0.06 | 0 | 0 | 0 | 0 | 0 | 0 | 0 | 0 | 0 | 0
NL | Mobility_Passenger | 2050 | 0.62 | 0.09 | 0.07 | 0 | 0 | 0 | 0 | 0.06 | 0 | 0 | 0 | 0 | 0 | 0 | 0 | 0 | 0 | 0
NO | Mobility_Passenger | 2018 | 0.84 | 0.06 | 0.09 | 0 | 0 | 0 | 0 | 0.04 | 0 | 0 | 0 | 0 | 0.81 | 0.01 | 0.09 | 0 | 0 | 0
NO | Mobility_Passenger | 2020 | 0.83 | 0.06 | 0.09 | 0 | 0 | 0 | 0 | 0.04 | 0 | 0 | 0 | 0 | 0.77 | 0.01 | 0.09 | 0 | 0 | 0
NO | Mobility_Passenger | 2025 | 0.81 | 0.05 | 0.09 | 0 | 0 | 0 | 0 | 0.04 | 0 | 0 | 0 | 0 | 0.59 | 0 | 0.07 | 0 | 0 | 0
NO | Mobility_Passenger | 2030 | 0.78 | 0.05 | 0.08 | 0 | 0 | 0 | 0 | 0.04 | 0 | 0 | 0 | 0 | 0.39 | 0 | 0.03 | 0 | 0 | 0
NO | Mobility_Passenger | 2035 | 0.76 | 0.05 | 0.08 | 0 | 0 | 0 | 0 | 0.03 | 0 | 0 | 0 | 0 | 0.03 | 0 | 0.01 | 0 | 0 | 0
NO | Mobility_Passenger | 2040 | 0.73 | 0.05 | 0.08 | 0 | 0 | 0 | 0 | 0.03 | 0 | 0 | 0 | 0 | 0 | 0 | 0 | 0 | 0 | 0
NO | Mobility_Passenger | 2045 | 0.7 | 0.05 | 0.08 | 0 | 0 | 0 | 0 | 0.03 | 0 | 0 | 0 | 0 | 0 | 0 | 0 | 0 | 0 | 0
NO | Mobility_Passenger | 2050 | 0.67 | 0.04 | 0.07 | 0 | 0 | 0 | 0 | 0.03 | 0 | 0 | 0 | 0 | 0 | 0 | 0 | 0 | 0 | 0
NONEU_Balkan | Mobility_Passenger | 2018 | 0.88 | 0.02 | 0.09 | 0 | 0 | 0 | 0 | 0.01 | 0 | 0 | 0 | 0 | 0.85 | 0 | 0.09 | 0 | 0 | 0
NONEU_Balkan | Mobility_Passenger | 2020 | 0.87 | 0.01 | 0.09 | 0 | 0 | 0 | 0 | 0.01 | 0 | 0 | 0 | 0 | 0.81 | 0 | 0.09 | 0 | 0 | 0
NONEU_Balkan | Mobility_Passenger | 2025 | 0.85 | 0.01 | 0.09 | 0 | 0 | 0 | 0 | 0.01 | 0 | 0 | 0 | 0 | 0.62 | 0 | 0.07 | 0 | 0 | 0
NONEU_Balkan | Mobility_Passenger | 2030 | 0.82 | 0.01 | 0.08 | 0 | 0 | 0 | 0 | 0.01 | 0 | 0 | 0 | 0 | 0.41 | 0 | 0.03 | 0 | 0 | 0
NONEU_Balkan | Mobility_Passenger | 2035 | 0.8 | 0.01 | 0.08 | 0 | 0 | 0 | 0 | 0.01 | 0 | 0 | 0 | 0 | 0.04 | 0 | 0.01 | 0 | 0 | 0
NONEU_Balkan | Mobility_Passenger | 2040 | 0.76 | 0.01 | 0.08 | 0 | 0 | 0 | 0 | 0.01 | 0 | 0 | 0 | 0 | 0 | 0 | 0 | 0 | 0 | 0
NONEU_Balkan | Mobility_Passenger | 2045 | 0.74 | 0.01 | 0.08 | 0 | 0 | 0 | 0 | 0.01 | 0 | 0 | 0 | 0 | 0 | 0 | 0 | 0 | 0 | 0
NONEU_Balkan | Mobility_Passenger | 2050 | 0.7 | 0.01 | 0.07 | 0 | 0 | 0 | 0 | 0.01 | 0 | 0 | 0 | 0 | 0 | 0 | 0 | 0 | 0 | 0
PL | Mobility_Passenger | 2018 | 0.81 | 0.09 | 0.09 | 0 | 0 | 0 | 0 | 0.06 | 0 | 0 | 0 | 0 | 0.78 | 0.02 | 0.09 | 0 | 0 | 0
PL | Mobility_Passenger | 2020 | 0.8 | 0.09 | 0.09 | 0 | 0 | 0 | 0 | 0.06 | 0 | 0 | 0 | 0 | 0.75 | 0.02 | 0.09 | 0 | 0 | 0
PL | Mobility_Passenger | 2025 | 0.78 | 0.08 | 0.09 | 0 | 0 | 0 | 0 | 0.06 | 0 | 0 | 0 | 0 | 0.57 | 0 | 0.07 | 0 | 0 | 0
PL | Mobility_Passenger | 2030 | 0.75 | 0.08 | 0.08 | 0 | 0 | 0 | 0 | 0.06 | 0 | 0 | 0 | 0 | 0.37 | 0 | 0.03 | 0 | 0 | 0
PL | Mobility_Passenger | 2035 | 0.73 | 0.08 | 0.08 | 0 | 0 | 0 | 0 | 0.05 | 0 | 0 | 0 | 0 | 0.03 | 0 | 0.01 | 0 | 0 | 0
PL | Mobility_Passenger | 2040 | 0.7 | 0.08 | 0.08 | 0 | 0 | 0 | 0 | 0.05 | 0 | 0 | 0 | 0 | 0 | 0 | 0 | 0 | 0 | 0
PL | Mobility_Passenger | 2045 | 0.68 | 0.07 | 0.08 | 0 | 0 | 0 | 0 | 0.05 | 0 | 0 | 0 | 0 | 0 | 0 | 0 | 0 | 0 | 0
PL | Mobility_Passenger | 2050 | 0.64 | 0.07 | 0.07 | 0 | 0 | 0 | 0 | 0.05 | 0 | 0 | 0 | 0 | 0 | 0 | 0 | 0 | 0 | 0
PT | Mobility_Passenger | 2018 | 0.85 | 0.05 | 0.09 | 0 | 0 | 0 | 0 | 0.03 | 0 | 0 | 0 | 0 | 0.82 | 0.01 | 0.09 | 0 | 0 | 0
PT | Mobility_Passenger | 2020 | 0.84 | 0.05 | 0.09 | 0 | 0 | 0 | 0 | 0.03 | 0 | 0 | 0 | 0 | 0.78 | 0.01 | 0.09 | 0 | 0 | 0
PT | Mobility_Passenger | 2025 | 0.82 | 0.05 | 0.09 | 0 | 0 | 0 | 0 | 0.03 | 0 | 0 | 0 | 0 | 0.59 | 0 | 0.07 | 0 | 0 | 0
PT | Mobility_Passenger | 2030 | 0.79 | 0.04 | 0.08 | 0 | 0 | 0 | 0 | 0.03 | 0 | 0 | 0 | 0 | 0.39 | 0 | 0.03 | 0 | 0 | 0
PT | Mobility_Passenger | 2035 | 0.77 | 0.04 | 0.08 | 0 | 0 | 0 | 0 | 0.03 | 0 | 0 | 0 | 0 | 0.03 | 0 | 0.01 | 0 | 0 | 0
PT | Mobility_Passenger | 2040 | 0.74 | 0.04 | 0.08 | 0 | 0 | 0 | 0 | 0.03 | 0 | 0 | 0 | 0 | 0 | 0 | 0 | 0 | 0 | 0
PT | Mobility_Passenger | 2045 | 0.71 | 0.04 | 0.08 | 0 | 0 | 0 | 0 | 0.03 | 0 | 0 | 0 | 0 | 0 | 0 | 0 | 0 | 0 | 0
PT | Mobility_Passenger | 2050 | 0.68 | 0.04 | 0.07 | 0 | 0 | 0 | 0 | 0.02 | 0 | 0 | 0 | 0 | 0 | 0 | 0 | 0 | 0 | 0
RO | Mobility_Passenger | 2018 | 0.8 | 0.1 | 0.09 | 0 | 0 | 0 | 0 | 0.07 | 0 | 0 | 0 | 0 | 0.77 | 0.03 | 0.09 | 0 | 0 | 0
RO | Mobility_Passenger | 2020 | 0.79 | 0.1 | 0.09 | 0 | 0 | 0 | 0 | 0.07 | 0 | 0 | 0 | 0 | 0.74 | 0.02 | 0.09 | 0 | 0 | 0
RO | Mobility_Passenger | 2025 | 0.77 | 0.09 | 0.09 | 0 | 0 | 0 | 0 | 0.06 | 0 | 0 | 0 | 0 | 0.56 | 0 | 0.07 | 0 | 0 | 0
RO | Mobility_Passenger | 2030 | 0.74 | 0.09 | 0.08 | 0 | 0 | 0 | 0 | 0.06 | 0 | 0 | 0 | 0 | 0.37 | 0 | 0.03 | 0 | 0 | 0
RO | Mobility_Passenger | 2035 | 0.72 | 0.09 | 0.08 | 0 | 0 | 0 | 0 | 0.06 | 0 | 0 | 0 | 0 | 0.03 | 0 | 0.01 | 0 | 0 | 0
RO | Mobility_Passenger | 2040 | 0.69 | 0.08 | 0.08 | 0 | 0 | 0 | 0 | 0.06 | 0 | 0 | 0 | 0 | 0 | 0 | 0 | 0 | 0 | 0
RO | Mobility_Passenger | 2045 | 0.67 | 0.08 | 0.08 | 0 | 0 | 0 | 0 | 0.06 | 0 | 0 | 0 | 0 | 0 | 0 | 0 | 0 | 0 | 0
RO | Mobility_Passenger | 2050 | 0.64 | 0.08 | 0.07 | 0 | 0 | 0 | 0 | 0.05 | 0 | 0 | 0 | 0 | 0 | 0 | 0 | 0 | 0 | 0
SE | Mobility_Passenger | 2018 | 0.79 | 0.11 | 0.09 | 0 | 0 | 0 | 0 | 0.07 | 0 | 0 | 0 | 0 | 0.76 | 0.03 | 0.09 | 0 | 0 | 0
SE | Mobility_Passenger | 2020 | 0.78 | 0.11 | 0.09 | 0 | 0 | 0 | 0 | 0.07 | 0 | 0 | 0 | 0 | 0.73 | 0.02 | 0.09 | 0 | 0 | 0
SE | Mobility_Passenger | 2025 | 0.76 | 0.11 | 0.09 | 0 | 0 | 0 | 0 | 0.07 | 0 | 0 | 0 | 0 | 0.55 | 0 | 0.07 | 0 | 0 | 0
SE | Mobility_Passenger | 2030 | 0.73 | 0.1 | 0.08 | 0 | 0 | 0 | 0 | 0.07 | 0 | 0 | 0 | 0 | 0.36 | 0 | 0.03 | 0 | 0 | 0
SE | Mobility_Passenger | 2035 | 0.71 | 0.1 | 0.08 | 0 | 0 | 0 | 0 | 0.07 | 0 | 0 | 0 | 0 | 0.03 | 0 | 0.01 | 0 | 0 | 0
SE | Mobility_Passenger | 2040 | 0.68 | 0.09 | 0.08 | 0 | 0 | 0 | 0 | 0.06 | 0 | 0 | 0 | 0 | 0 | 0 | 0 | 0 | 0 | 0
SE | Mobility_Passenger | 2045 | 0.66 | 0.09 | 0.08 | 0 | 0 | 0 | 0 | 0.06 | 0 | 0 | 0 | 0 | 0 | 0 | 0 | 0 | 0 | 0
SE | Mobility_Passenger | 2050 | 0.63 | 0.09 | 0.07 | 0 | 0 | 0 | 0 | 0.06 | 0 | 0 | 0 | 0 | 0 | 0 | 0 | 0 | 0 | 0
SI | Mobility_Passenger | 2018 | 0.88 | 0.01 | 0.09 | 0 | 0 | 0 | 0 | 0.01 | 0 | 0 | 0 | 0 | 0.85 | 0 | 0.09 | 0 | 0 | 0
SI | Mobility_Passenger | 2020 | 0.88 | 0.01 | 0.09 | 0 | 0 | 0 | 0 | 0.01 | 0 | 0 | 0 | 0 | 0.81 | 0 | 0.09 | 0 | 0 | 0
SI | Mobility_Passenger | 2025 | 0.85 | 0.01 | 0.09 | 0 | 0 | 0 | 0 | 0.01 | 0 | 0 | 0 | 0 | 0.62 | 0 | 0.07 | 0 | 0 | 0
SI | Mobility_Passenger | 2030 | 0.82 | 0.01 | 0.08 | 0 | 0 | 0 | 0 | 0.01 | 0 | 0 | 0 | 0 | 0.41 | 0 | 0.03 | 0 | 0 | 0
SI | Mobility_Passenger | 2035 | 0.8 | 0.01 | 0.08 | 0 | 0 | 0 | 0 | 0.01 | 0 | 0 | 0 | 0 | 0.04 | 0 | 0.01 | 0 | 0 | 0
SI | Mobility_Passenger | 2040 | 0.77 | 0.01 | 0.08 | 0 | 0 | 0 | 0 | 0.01 | 0 | 0 | 0 | 0 | 0 | 0 | 0 | 0 | 0 | 0
SI | Mobility_Passenger | 2045 | 0.74 | 0.01 | 0.08 | 0 | 0 | 0 | 0 | 0.01 | 0 | 0 | 0 | 0 | 0 | 0 | 0 | 0 | 0 | 0
SI | Mobility_Passenger | 2050 | 0.7 | 0.01 | 0.07 | 0 | 0 | 0 | 0 | 0.01 | 0 | 0 | 0 | 0 | 0 | 0 | 0 | 0 | 0 | 0
SK | Mobility_Passenger | 2018 | 0.79 | 0.1 | 0.09 | 0 | 0 | 0 | 0 | 0.07 | 0 | 0 | 0 | 0 | 0.77 | 0.03 | 0.09 | 0 | 0 | 0
SK | Mobility_Passenger | 2020 | 0.79 | 0.1 | 0.09 | 0 | 0 | 0 | 0 | 0.07 | 0 | 0 | 0 | 0 | 0.73 | 0.02 | 0.09 | 0 | 0 | 0
SK | Mobility_Passenger | 2025 | 0.77 | 0.1 | 0.09 | 0 | 0 | 0 | 0 | 0.07 | 0 | 0 | 0 | 0 | 0.56 | 0 | 0.07 | 0 | 0 | 0
SK | Mobility_Passenger | 2030 | 0.74 | 0.09 | 0.08 | 0 | 0 | 0 | 0 | 0.06 | 0 | 0 | 0 | 0 | 0.37 | 0 | 0.03 | 0 | 0 | 0
SK | Mobility_Passenger | 2035 | 0.72 | 0.09 | 0.08 | 0 | 0 | 0 | 0 | 0.06 | 0 | 0 | 0 | 0 | 0.03 | 0 | 0.01 | 0 | 0 | 0
SK | Mobility_Passenger | 2040 | 0.69 | 0.09 | 0.08 | 0 | 0 | 0 | 0 | 0.06 | 0 | 0 | 0 | 0 | 0 | 0 | 0 | 0 | 0 | 0
SK | Mobility_Passenger | 2045 | 0.67 | 0.08 | 0.08 | 0 | 0 | 0 | 0 | 0.06 | 0 | 0 | 0 | 0 | 0 | 0 | 0 | 0 | 0 | 0
SK | Mobility_Passenger | 2050 | 0.63 | 0.08 | 0.07 | 0 | 0 | 0 | 0 | 0.05 | 0 | 0 | 0 | 0 | 0 | 0 | 0 | 0 | 0 | 0
TR | Mobility_Passenger | 2018 | 0.8 | 0.1 | 0.09 | 0 | 0 | 0 | 0 | 0.07 | 0 | 0 | 0 | 0 | 0.77 | 0.03 | 0.09 | 0 | 0 | 0
TR | Mobility_Passenger | 2020 | 0.79 | 0.09 | 0.09 | 0 | 0 | 0 | 0 | 0.06 | 0 | 0 | 0 | 0 | 0.74 | 0.02 | 0.09 | 0 | 0 | 0
TR | Mobility_Passenger | 2025 | 0.77 | 0.09 | 0.09 | 0 | 0 | 0 | 0 | 0.06 | 0 | 0 | 0 | 0 | 0.56 | 0 | 0.07 | 0 | 0 | 0
TR | Mobility_Passenger | 2030 | 0.74 | 0.09 | 0.08 | 0 | 0 | 0 | 0 | 0.06 | 0 | 0 | 0 | 0 | 0.37 | 0 | 0.03 | 0 | 0 | 0
TR | Mobility_Passenger | 2035 | 0.72 | 0.09 | 0.08 | 0 | 0 | 0 | 0 | 0.06 | 0 | 0 | 0 | 0 | 0.03 | 0 | 0.01 | 0 | 0 | 0
TR | Mobility_Passenger | 2040 | 0.69 | 0.08 | 0.08 | 0 | 0 | 0 | 0 | 0.06 | 0 | 0 | 0 | 0 | 0 | 0 | 0 | 0 | 0 | 0
TR | Mobility_Passenger | 2045 | 0.67 | 0.08 | 0.08 | 0 | 0 | 0 | 0 | 0.05 | 0 | 0 | 0 | 0 | 0 | 0 | 0 | 0 | 0 | 0
TR | Mobility_Passenger | 2050 | 0.64 | 0.08 | 0.07 | 0 | 0 | 0 | 0 | 0.05 | 0 | 0 | 0 | 0 | 0 | 0 | 0 | 0 | 0 | 0
UK | Mobility_Passenger | 2018 | 0.79 | 0.1 | 0.09 | 0 | 0 | 0 | 0 | 0.07 | 0 | 0 | 0 | 0 | 0.77 | 0.03 | 0.09 | 0 | 0 | 0
UK | Mobility_Passenger | 2020 | 0.79 | 0.1 | 0.09 | 0 | 0 | 0 | 0 | 0.07 | 0 | 0 | 0 | 0 | 0.73 | 0.02 | 0.09 | 0 | 0 | 0
UK | Mobility_Passenger | 2025 | 0.77 | 0.1 | 0.09 | 0 | 0 | 0 | 0 | 0.07 | 0 | 0 | 0 | 0 | 0.56 | 0 | 0.07 | 0 | 0 | 0
UK | Mobility_Passenger | 2030 | 0.74 | 0.09 | 0.08 | 0 | 0 | 0 | 0 | 0.06 | 0 | 0 | 0 | 0 | 0.37 | 0 | 0.03 | 0 | 0 | 0
UK | Mobility_Passenger | 2035 | 0.72 | 0.09 | 0.08 | 0 | 0 | 0 | 0 | 0.06 | 0 | 0 | 0 | 0 | 0.03 | 0 | 0.01 | 0 | 0 | 0
UK | Mobility_Passenger | 2040 | 0.69 | 0.09 | 0.08 | 0 | 0 | 0 | 0 | 0.06 | 0 | 0 | 0 | 0 | 0 | 0 | 0 | 0 | 0 | 0
UK | Mobility_Passenger | 2045 | 0.67 | 0.08 | 0.08 | 0 | 0 | 0 | 0 | 0.06 | 0 | 0 | 0 | 0 | 0 | 0 | 0 | 0 | 0 | 0
UK | Mobility_Passenger | 2050 | 0.63 | 0.08 | 0.07 | 0 | 0 | 0 | 0 | 0.05 | 0 | 0 | 0 | 0 | 0 | 0 | 0 | 0 | 0 | 0

## Par_TechnologyToStorage
TechnologyToStorage{y in YEAR, m in MODE_OF_OPERATION, t in TECHNOLOGY, s in STORAGE}
Connects Storaged to their respective dummy technologies and describes the efficiency of storage charging
Unit: Fraction
Year | Mode of operation | Technology | S_PHS | S_Gas_H2 | S_Gas_Methane | S_Battery_Li-Ion | S_Battery_Redox | S_Heat_HLI | S_Heat_HLR | S_CAES
2018 | 1 | D_Battery_Li-Ion |  |  |  | 0.95
2020 | 1 | D_Battery_Li-Ion |  |  |  | 0.95
2025 | 1 | D_Battery_Li-Ion |  |  |  | 0.95
2030 | 1 | D_Battery_Li-Ion |  |  |  | 0.95
2035 | 1 | D_Battery_Li-Ion |  |  |  | 0.95
2040 | 1 | D_Battery_Li-Ion |  |  |  | 0.95
2045 | 1 | D_Battery_Li-Ion |  |  |  | 0.95
2050 | 1 | D_Battery_Li-Ion |  |  |  | 0.95
2018 | 1 | D_Battery_Redox |  |  |  |  | 0.866
2020 | 1 | D_Battery_Redox |  |  |  |  | 0.866
2025 | 1 | D_Battery_Redox |  |  |  |  | 0.894
2030 | 1 | D_Battery_Redox |  |  |  |  | 0.894
2035 | 1 | D_Battery_Redox |  |  |  |  | 0.894
2040 | 1 | D_Battery_Redox |  |  |  |  | 0.894
2045 | 1 | D_Battery_Redox |  |  |  |  | 0.922
2050 | 1 | D_Battery_Redox |  |  |  |  | 0.922
2018 | 1 | D_Gas_H2 |  | 0.99
2020 | 1 | D_Gas_H2 |  | 0.99
2025 | 1 | D_Gas_H2 |  | 0.99
2030 | 1 | D_Gas_H2 |  | 0.99
2035 | 1 | D_Gas_H2 |  | 0.99
2040 | 1 | D_Gas_H2 |  | 0.99
2045 | 1 | D_Gas_H2 |  | 0.99
2050 | 1 | D_Gas_H2 |  | 0.99
2018 | 1 | D_Gas_Methane |  |  | 0.99
2020 | 1 | D_Gas_Methane |  |  | 0.99
2025 | 1 | D_Gas_Methane |  |  | 0.99
2030 | 1 | D_Gas_Methane |  |  | 0.99
2035 | 1 | D_Gas_Methane |  |  | 0.99
2040 | 1 | D_Gas_Methane |  |  | 0.99
2045 | 1 | D_Gas_Methane |  |  | 0.99
2050 | 1 | D_Gas_Methane |  |  | 0.99
2018 | 1 | D_Heat_HLI | [5 empty] | 1
2020 | 1 | D_Heat_HLI | [5 empty] | 1
2025 | 1 | D_Heat_HLI | [5 empty] | 1
2030 | 1 | D_Heat_HLI | [5 empty] | 1
2035 | 1 | D_Heat_HLI | [5 empty] | 1
2040 | 1 | D_Heat_HLI | [5 empty] | 1
2045 | 1 | D_Heat_HLI | [5 empty] | 1
2050 | 1 | D_Heat_HLI | [5 empty] | 1
2018 | 1 | D_Heat_HLR | [6 empty] | 1
2020 | 1 | D_Heat_HLR | [6 empty] | 1
2025 | 1 | D_Heat_HLR | [6 empty] | 1
2030 | 1 | D_Heat_HLR | [6 empty] | 1
2035 | 1 | D_Heat_HLR | [6 empty] | 1
2040 | 1 | D_Heat_HLR | [6 empty] | 1
2045 | 1 | D_Heat_HLR | [6 empty] | 1
2050 | 1 | D_Heat_HLR | [6 empty] | 1
2018 | 1 | D_PHS | 0.866
2020 | 1 | D_PHS | 0.866
2025 | 1 | D_PHS | 0.866
2030 | 1 | D_PHS | 0.866
2035 | 1 | D_PHS | 0.866
2040 | 1 | D_PHS | 0.866
2045 | 1 | D_PHS | 0.866
2050 | 1 | D_PHS | 0.866
2018 | 1 | D_PHS_Residual | 0.866
2020 | 1 | D_PHS_Residual | 0.866
2025 | 1 | D_PHS_Residual | 0.866
2030 | 1 | D_PHS_Residual | 0.866
2035 | 1 | D_PHS_Residual | 0.866
2040 | 1 | D_PHS_Residual | 0.866
2045 | 1 | D_PHS_Residual | 0.866
2050 | 1 | D_PHS_Residual | 0.866
2018 | 1 | D_CAES | [7 empty] | 0.735
2020 | 1 | D_CAES | [7 empty] | 0.735
2025 | 1 | D_CAES | [7 empty] | 0.837
2030 | 1 | D_CAES | [7 empty] | 0.837
2035 | 1 | D_CAES | [7 empty] | 0.837
2040 | 1 | D_CAES | [7 empty] | 0.837
2045 | 1 | D_CAES | [7 empty] | 0.837
2050 | 1 | D_CAES | [7 empty] | 0.837

## Par_TechnologyFromStorage
TechnologyFromStorage{r in REGION, m in MODE_OF_OPERATION, t in TECHNOLOGY, s in STORAGE}
Connects Storaged to their respective dummy technologies and describes the efficiency of storage discharging
Unit: Fraction
Year | Mode of operation | Technology | S_PHS | S_Gas_H2 | S_Gas_Methane | S_Battery_Li-Ion | S_Battery_Redox | S_Heat_HLI | S_Heat_HLR | S_CAES
2018 | 2 | D_Battery_Li-Ion |  |  |  | 0.95
2020 | 2 | D_Battery_Li-Ion |  |  |  | 0.95
2025 | 2 | D_Battery_Li-Ion |  |  |  | 0.95
2030 | 2 | D_Battery_Li-Ion |  |  |  | 0.95
2035 | 2 | D_Battery_Li-Ion |  |  |  | 0.95
2040 | 2 | D_Battery_Li-Ion |  |  |  | 0.95
2045 | 2 | D_Battery_Li-Ion |  |  |  | 0.95
2050 | 2 | D_Battery_Li-Ion |  |  |  | 0.95
2018 | 2 | D_Battery_Redox |  |  |  |  | 0.866
2020 | 2 | D_Battery_Redox |  |  |  |  | 0.866
2025 | 2 | D_Battery_Redox |  |  |  |  | 0.894
2030 | 2 | D_Battery_Redox |  |  |  |  | 0.894
2035 | 2 | D_Battery_Redox |  |  |  |  | 0.894
2040 | 2 | D_Battery_Redox |  |  |  |  | 0.894
2045 | 2 | D_Battery_Redox |  |  |  |  | 0.922
2050 | 2 | D_Battery_Redox |  |  |  |  | 0.922
2018 | 2 | D_Gas_H2 |  | 0.99
2020 | 2 | D_Gas_H2 |  | 0.99
2025 | 2 | D_Gas_H2 |  | 0.99
2030 | 2 | D_Gas_H2 |  | 0.99
2035 | 2 | D_Gas_H2 |  | 0.99
2040 | 2 | D_Gas_H2 |  | 0.99
2045 | 2 | D_Gas_H2 |  | 0.99
2050 | 2 | D_Gas_H2 |  | 0.99
2018 | 2 | D_Gas_Methane |  |  | 0.99
2020 | 2 | D_Gas_Methane |  |  | 0.99
2025 | 2 | D_Gas_Methane |  |  | 0.99
2030 | 2 | D_Gas_Methane |  |  | 0.99
2035 | 2 | D_Gas_Methane |  |  | 0.99
2040 | 2 | D_Gas_Methane |  |  | 0.99
2045 | 2 | D_Gas_Methane |  |  | 0.99
2050 | 2 | D_Gas_Methane |  |  | 0.99
2018 | 2 | D_Heat_HLI | [5 empty] | 1
2020 | 2 | D_Heat_HLI | [5 empty] | 1
2025 | 2 | D_Heat_HLI | [5 empty] | 1
2030 | 2 | D_Heat_HLI | [5 empty] | 1
2035 | 2 | D_Heat_HLI | [5 empty] | 1
2040 | 2 | D_Heat_HLI | [5 empty] | 1
2045 | 2 | D_Heat_HLI | [5 empty] | 1
2050 | 2 | D_Heat_HLI | [5 empty] | 1
2018 | 2 | D_Heat_HLR | [6 empty] | 1
2020 | 2 | D_Heat_HLR | [6 empty] | 1
2025 | 2 | D_Heat_HLR | [6 empty] | 1
2030 | 2 | D_Heat_HLR | [6 empty] | 1
2035 | 2 | D_Heat_HLR | [6 empty] | 1
2040 | 2 | D_Heat_HLR | [6 empty] | 1
2045 | 2 | D_Heat_HLR | [6 empty] | 1
2050 | 2 | D_Heat_HLR | [6 empty] | 1
2018 | 2 | D_PHS | 0.866
2020 | 2 | D_PHS | 0.866
2025 | 2 | D_PHS | 0.866
2030 | 2 | D_PHS | 0.866
2035 | 2 | D_PHS | 0.866
2040 | 2 | D_PHS | 0.866
2045 | 2 | D_PHS | 0.866
2050 | 2 | D_PHS | 0.866
2018 | 2 | D_PHS_Residual | 0.866
2020 | 2 | D_PHS_Residual | 0.866
2025 | 2 | D_PHS_Residual | 0.866
2030 | 2 | D_PHS_Residual | 0.866
2035 | 2 | D_PHS_Residual | 0.866
2040 | 2 | D_PHS_Residual | 0.866
2045 | 2 | D_PHS_Residual | 0.866
2050 | 2 | D_PHS_Residual | 0.866
2018 | 2 | D_CAES | [7 empty] | 0.735
2020 | 2 | D_CAES | [7 empty] | 0.735
2025 | 2 | D_CAES | [7 empty] | 0.837
2030 | 2 | D_CAES | [7 empty] | 0.837
2035 | 2 | D_CAES | [7 empty] | 0.837
2040 | 2 | D_CAES | [7 empty] | 0.837
2045 | 2 | D_CAES | [7 empty] | 0.837
2050 | 2 | D_CAES | [7 empty] | 0.837

## Par_StorageLevelStart
StorageLevelStart{r in REGION, s in STORAGE}
Defines the level of storage at the beginning of a year
Unit: PJ

## Par_StorageMaxChargeRate
StorageMaxChargeRate{r in REGION, s in STORAGE}
Describes the capacity the storage can take
Unit: GW
Region | S_PHS | S_Gas_H2 | S_Gas_Methane | S_Battery_Li-Ion | S_Battery_Redox | S_Heat_HLI | S_CAES | S_Heat_HLR
DE | 50 | 1 | 1 | 3 | 42.7 | 1 | 100 | 1

## Par_StorageMaxDischargeRate
StorageMaxDischargeRate{r in REGION, s in STORAGE}
Describes how much capacity the storage can give
Unit: GW
Region | S_PHS | S_Gas_H2 | S_Gas_Methane | S_Battery_Li-Ion | S_Battery_Redox | S_Heat_HLI | S_CAES | S_Heat_HLR
DE | 50 | 1 | 1 | 3 | 42.7 | 1 | 100 | 1

## Par_MinStorageCharge
MinStorageCharge{r in REGION, s in STORAGE, y in YEAR}
Lower bound (fraction) of total storage capacity which always has to be charged.
Unit: Fraction
Region | Storage | 2018 | 2020 | 2025 | 2030 | 2035 | 2040 | 2045 | 2050

## Par_OperationalLifeStorage
OperationalLifeStorage{r in REGION, s in STORAGE, y in YEAR}
Operational Life of Storages
Unit: Years
Region | Technology | 2018 | 2020 | 2025 | 2030 | 2035 | 2040 | 2045 | 2050
DE | S_PHS | 100 | 100 | 100 | 100 | 100 | 100 | 100 | 100
DE | S_Gas_H2 | 100 | 100 | 100 | 100 | 100 | 100 | 100 | 100
DE | S_Gas_Methane | 100 | 100 | 100 | 100 | 100 | 100 | 100 | 100
DE | S_Battery_Li-Ion | 100 | 100 | 100 | 100 | 100 | 100 | 100 | 100
DE | S_Battery_Redox | 100 | 100 | 100 | 100 | 100 | 100 | 100 | 100
DE | S_Heat_HLI | 100 | 100 | 100 | 100 | 100 | 100 | 100 | 100
DE | S_CAES | 100 | 100 | 100 | 100 | 100 | 100 | 100 | 100
DE | S_Heat_HLR | 100 | 100 | 100 | 100 | 100 | 100 | 100 | 100

## Par_CapitalCostStorage
CapitalCostStorage{r in REGION, s in STORAGE, y in YEAR}
Capital Cost of storages per energy content
Unit: M€/PJ
Region | Storage | 2018 | 2020 | 2025 | 2030 | 2035 | 2040 | 2045 | 2050

## Par_ResidualStorageCapacity
ResidualStorageCapacity{r in REGION, s in STORAGE, y in YEAR}
Residual Storage Capacity
Unit: PJ
Region | Storage | 2018 | 2020 | 2025 | 2030 | 2035 | 2040 | 2045 | 2050

## Par_TagDemandFuelToSector
TagDemandFuelToSector{f in FUEL, se in SECTOR}
Assigns final demand fuels to the different sectors.
Unit: Binary
Fuel | Power | Industry | Buildings | Transportation | Resources | Storages | Transformation
Power | 1
Mobility_Freight |  |  |  | 1
Mobility_Passenger |  |  |  | 1
Heat_Low_Residential |  |  | 1
Heat_Low_Industrial |  | 1
Heat_Medium_Industrial |  | 1
Heat_High_Industrial |  | 1

## Par_TagElectricTechnology
TagElectricTechnology(TECHNOLOGY) indicates if a technology is considered to be "direct electrification"
Technology | Tag [1/0]
FRT_Rail_Electric | 0
FRT_Road_BEV | 1
FRT_Road_OH | 1
FRT_Road_PHEV | 0
HHI_DRI_EAF | 0.4
HHI_DRI_EAF_CCS | 0.4
HHI_Molten_Electrolysis | 1
HHI_Scrap_EAF | 1
HLI_Direct_Electric | 1
HLR_Direct_Electric | 1
HLR_Heatpump_Aerial | 1
HLR_Heatpump_Ground | 1
HMI_Steam_Electric | 1
PSNG_Rail_Electric | 0
PSNG_Road_BEV | 1
PSNG_Road_PHEV | 0